## Index
|  | rng | dim | cdim | rdim
set | dow | Set_Time!D2:J2 |  | 1 |  | Values=NoData
set | hr | Set_Time!D3:AA3 |  | 1 |  | Values=NoData
set | dtype | Set_Time!D4:E4 |  | 1
set | htype | Set_Time!D5:H5 |  | 1
set | quart | Set_Time!D6:G6 |  | 1
set | year | Set_Time!D7:AA7 |  | 1
set | wk | Set_Time!D8:BC8 |  | 1
set | byear | Set_Time!D10 |  | 1
set | atqwk | Set_Time!D13:BC14 |  | 2
set | attday | Set_Time!D16:E22 |  |  | 2
set | atth | Set_Time!D24:AA25 |  | 2
set | node | Set_Nodes!D2:S2 |  | 1
set | slackbus | Set_Nodes!D3 |  | 1
set | Plant | Set_Plant!D2:CJ2 |  | 1
set | Eplant | Set_Plant!D4:AH4 |  | 1
set | DecomPlant | Set_Plant!D5:J5 |  | 1
set | Cplant | Set_Plant!D6:BE6 |  | 1
set | MustBuildPlant | Set_Plant!D7 |  | 1
set | JPSPlant | Set_Plant!D8:Z8 |  | 1
set | IPPPlant | Set_Plant!D9:K9 |  | 1
set | SnSSDJPS | Set_Plant!D10:I10 |  | 1
set | GTJPS | Set_Plant!D11:J11 |  | 1
set | CCJPS | Set_Plant!D12 |  | 1
set | HydroJPS | Set_Plant!D13:K13 |  | 1
set | Tline | Set_Tline!D2:AR2 |  | 1
set | ETLine | Set_Tline!D4:V4 |  | 1
set | CTLine | Set_Tline!D5:Y5 |  | 1
set | tec | Set_tec!D2:J2 |  | 1
set | thermal | Set_tec!D4:F4 |  | 1
set | retec | Set_tec!D5:G5 |  | 1
set | Retecnb | Set_tec!D6:F6 |  | 1
set | biomass | Set_tec!D7 |  | 1
set | PlantType | Set_PlantType!A3:B87 |  |  | 2 | Values=NoData
set | MapPlant | Set_MapPlant!A3:B87 |  |  | 2 | Values=NoData
set | MapTLine | Set_MapTline!A3:C44 |  |  | 3
set | Policy | Set_Policy!D2:M2 |  | 1
set | Tlineheadings | Par_Tlinedata!B3:J3 |  | 1
set | PlantHeadings | Par_PlantData!D3:AB3 |  | 1
set | Scalarheadings | par_Scalar!B3:B12 |  |  | 1
set | CalHeadings | par_CalData!B3:B9 |  |  | 1
par | MapTLine1 | par_MapTline1!A3:D38 |  |  | 3
par | TLineData | Par_TLineData!A3:J45 |  | 1 | 1
par | PlantData | Par_PlantData!A3:AB88 |  | 1 | 3
par | AvailabilityFactor | Par_AvailabilityFactor!A3:H46 |  | 1 | 3
par | FuelPrice | Par_FuelPrice!A4:D28 |  | 1 | 1
par | demand | par_demand!A2:I1922 |  | 1 | 4
par | Peakdem | Peak_demand_MW!A2:E26 |  | 1 | 1
par | Scalarparams | par_Scalar!B3:C12 |  |  | 1
par | PolicyRate | par_PolicyRate!A3:B12 |  |  | 1
par | CO2Factor | par_CO2Factor!A3:B5 |  |  | 1

## Set_Time
| Set_Name | Description | Sed_Items
Sets | dow | Day of week index | sun | mon | tues | wed | thur | fri | sat
| hr | Hour index | h1 | h2 | h3 | h4 | h5 | h6 | h7 | h8 | h9 | h10 | h11 | h12 | h13 | h14 | h15 | h16 | h17 | h18 | h19 | h20 | h21 | h22 | h23 | h24
| dtype | Day type index | sun h1: wkend; mon h2: wkday
| htype | Hour type index | sun h1: offpeaknt; mon h2: offpeakdy; tues h3: avgdy; wed h4: peakh; thur h5: avgnt
| quart | Quarter | sun h1: Q1; mon h2: Q2; tues h3: Q3; wed h4: Q4
| year | Year index | 2017 | 2018 | 2019 | 2020 | 2021 | 2022 | 2023 | 2024 | 2025 | 2026 | 2027 | 2028 | 2029 | 2030 | 2031 | 2032 | 2033 | 2034 | 2035 | 2036 | 2037 | 2038 | 2039 | 2040
| wk | Week index | week1 | week2 | week3 | week4 | week5 | week6 | week7 | week8 | week9 | week10 | week11 | week12 | week13 | week14 | week15 | week16 | week17 | week18 | week19 | week20 | week21 | week22 | week23 | week24 | week25 | week26 | week27 | week28 | week29 | week30 | week31 | week32 | week33 | week34 | week35 | week36 | week37 | week38 | week39 | week40 | week41 | week42 | week43 | week44 | week45 | week46 | week47 | week48 | week49 | week50 | week51 | week52
Subsets | byear(year) | Base year | Q1 2017 week1: 2017
| atqwk(quart,wk) | Attaching qaurters to weeks | q1 | q1 | q1 | q1 | q1 | q1 | q1 | q1 | q1 | q1 | q1 | q1 | q1 | q2 | q2 | q2 | q2 | q2 | q2 | q2 | q2 | q2 | q2 | q2 | q2 | q2 | q3 | q3 | q3 | q3 | q3 | q3 | q3 | q3 | q3 | q3 | q3 | q3 | q3 | q4 | q4 | q4 | q4 | q4 | q4 | q4 | q4 | q4 | q4 | q4 | q4 | q4
|  |  | week1 | week2 | week3 | week4 | week5 | week6 | week7 | week8 | week9 | week10 | week11 | week12 | week13 | week14 | week15 | week16 | week17 | week18 | week19 | week20 | week21 | week22 | week23 | week24 | week25 | week26 | week27 | week28 | week29 | week30 | week31 | week32 | week33 | week34 | week35 | week36 | week37 | week38 | week39 | week40 | week41 | week42 | week43 | week44 | week45 | week46 | week47 | week48 | week49 | week50 | week51 | week52
| attday(dtype,dow) | Attaching days to day type | week1: wkend; week2: sun
|  |  | wkday | mon
|  |  | wkday | tues
|  |  | wkday | wed
|  |  | wkday | thur
|  |  | wkday | fri
|  |  | wkend | sat
| atth(htype,hr) | Attaching hour types to hour hours | week1: offpeaknt; week2: offpeaknt; week3: offpeaknt; week4: offpeaknt; week5: offpeaknt; week6: offpeaknt; week7: offpeakdy; week8: offpeakdy; week9: avgdy; week10: avgdy; week11: avgdy; week12: avgdy; week13: avgdy; week14: avgdy; week15: avgdy; week16: avgdy; week17: avgdy; week18: avgdy; week19: peakh; week20: peakh; week21: peakh; week22: avgnt; week23: avgnt; week24: avgnt
|  |  | h1 | h2 | h3 | h4 | h5 | h6 | h7 | h8 | h9 | h10 | h11 | h12 | h13 | h14 | h15 | h16 | h17 | h18 | h19 | h20 | h21 | h22 | h23 | h24

## Set_Nodes
| Set_Name | Description | Set_Items
Set | node | Node in Netork | n1 | n2 | n3 | n4 | n5 | n6 | n7 | n8 | n9 | n10 | n11 | n12 | n13 | n14 | n15 | n16
subset | slackbus(node) | Slack bus | bar: Set_Items n1

## Set_Plant
| Set_Name | Description | Set_Items
Set | Plant | Power Plants | ep1 | ep2 | ep3 | ep4 | ep5 | ep6 | ep7 | ep8 | ep9 | ep10 | ep11 | ep12 | ep13 | ep14 | ipp15 | ipp16 | ipp17 | ipp18 | ep19 | ep20 | ep21 | ep22 | ep23 | ep24 | ep25 | ep26 | ep27 | ep28 | ep29 | ep30 | ep31 | NewSolar | c1_NGCT100 | c2_NGCT100 | c3_NGCT100 | c4_NGACT237 | c5_NGACT237 | c6_NGACT237 | C7_NGCC120 | C8_NGCC120 | C9_NGCC120 | c10_RICE85 | c11_RICE85 | c12_RICE85 | c13_bioM50 | c14_bioM50 | c15_bioM50 | c16_bioM50 | c17_OnW50 | c18_OnW50 | c19_OnW50 | c20_OnW50 | c21_OnW50 | C22_OnW50 | C23_OnW50 | C24_W50 | C25_OnW50 | C26_OnW50 | C27_OnW50 | c28_fsol20 | c29_fsol20 | c30_fsol20 | c31_fsol20 | c32_fsol20 | c33_tsol20 | c34_tsol20 | c35_tsol20 | c36_tsol20 | c37_tsol20 | c38_tsol150 | c39_tsol150 | c40_tsol150 | c41_tsol150 | c42_tsol150 | c43_hBRG28 | c44_hGtR8 | c45_GnR1_4 | c46_hLGR2 | c47_hMBR_4_8 | c48_hMR2_3 | c49_hNR1 | c50_hRC1 | c51_hSP2_5 | c52_hWCR2_5 | c53_hYR2_6
Subset | Eplant(Plant) | Existing Plants | ep1 | ep2 | ep3 | ep4 | ep5 | ep6 | ep7 | ep8 | ep9 | ep10 | ep11 | ep12 | ep13 | ep14 | ipp15 | ipp16 | ipp17 | ipp18 | ep19 | ep20 | ep21 | ep22 | ep23 | ep24 | ep25 | ep26 | ep27 | ep28 | ep29 | ep30 | ep31
| DecomPlant(Plant) | Plants to be decommissioned | ep1 | ep2 | ep3 | ep4 | ipp15 | ipp16 | ipp17 | ep28 | ep29 | ep30
| Cplant(Plant) | Candidate generation plant | NewSolar | c1_NGCT100 | c2_NGCT100 | c3_NGCT100 | c4_NGACT237 | c5_NGACT237 | c6_NGACT237 | C7_NGCC120 | C8_NGCC120 | C9_NGCC120 | c10_RICE85 | c11_RICE85 | c12_RICE85 | c13_bioM50 | c14_bioM50 | c15_bioM50 | c16_bioM50 | c17_OnW50 | c18_OnW50 | c19_OnW50 | c20_OnW50 | c21_OnW50 | C22_OnW50 | C23_OnW50 | C24_W50 | C25_OnW50 | C26_OnW50 | C27_OnW50 | c28_fsol20 | c29_fsol20 | c30_fsol20 | c31_fsol20 | c32_fsol20 | c33_tsol20 | c34_tsol20 | c35_tsol20 | c36_tsol20 | c37_tsol20 | c38_tsol150 | c39_tsol150 | c40_tsol150 | c41_tsol150 | c42_tsol150 | c43_hBRG28 | c44_hGtR8 | c45_GnR1_4 | c46_hLGR2 | c47_hMBR_4_8 | c48_hMR2_3 | c49_hNR1 | c50_hRC1 | c51_hSP2_5 | c52_hWCR2_5 | c53_hYR2_6
| MustBuildPlant(CPlant) | Plants already scheduled for construction | Set_Items ep1 ep1 ep1: NewSolar
| JPSPlant(Eplant) | JPSCo Plants | ep1 | ep2 | ep3 | ep4 | ep5 | ep6 | ep7 | ep8 | ep9 | ep10 | ep11 | ep12 | ep13 | ep14 | ep19 | ep20 | ep21 | ep22 | ep23 | ep24 | ep25 | ep26 | ep27
| IPPPlant(Eplant) | IPP Plants | ipp15 | ipp16 | ipp17 | ipp18 | ep28 | ep29 | ep30 | ep31
| SnSSDJPS(JPSPlant) | Steam and Slow Speed Deisel JPS Plants | ep1 | ep2 | ep3 | ep4 | ep5 | ep6
| GTJPS(JPSPlant) | Existing JPSCO Gas Turbine plants | ep7 | ep8 | ep9 | ep10 | ep11 | ep12 | ep13
| CCJPS(JPSPlant) | Existing JPSCo Combined Cycle Plants | NewSolar ep1 ipp15 ep1 ep7: ep14
| HydroJPS(JPSPlant) | Existing JPSCo Hydro plants | ep19 | ep20 | ep21 | ep22 | ep23 | ep24 | ep25 | ep26

## Set_TLine
| Set_Name | Description | Set_Items
Set | Tline | Transmission Lines | L1 | L2 | L3 | L4 | L5 | L6 | L7 | L8 | L9 | L10 | L11 | L12 | L13 | L14 | L15 | L16 | L17 | L18 | L19 | L20 | L21 | L22 | L23 | L24 | L25 | L26 | L27 | L28 | L29 | L30 | L31 | L32 | L33 | L34 | L35 | L36 | L37 | L38 | L39 | L40 | L41
Subset | ETLine(TLine) | Extisting Transmission Lines | L1 | L2 | L3 | L4 | L5 | L6 | L7 | L8 | L9 | L10 | L11 | L12 | L13 | L14 | L15 | L16 | L17 | L18 | L19
| CTLine(TLine) | Candidate Transmission Lines | L20 | L21 | L22 | L23 | L24 | L25 | L26 | L27 | L28 | L29 | L30 | L31 | L32 | L33 | L34 | L35 | L36 | L37 | L38 | L39 | L40 | L41

## Set_tec
| Set_Name | Description | Set_Items
Set | tec | Type of fuel or technology | ADO | HFO | NG | biomass | wind | hydro | solar
Subset | thermal(tec) | Thermal technologies | ADO | HFO | NG
| retec(tec) | Renewable energy technologies with no heat rates | wind | hydro | solar | biomass
| retecnb(tec) | Renewable energy technologies excluding biomass | wind | hydro | solar
| biomass(tec) | Biomass Technology | biomass

## Set_PlantType
PlantType(Plant,tec)
Plant | tec
ep1 | HFO
ep2 | HFO
ep3 | HFO
ep4 | HFO
ep5 | HFO
ep6 | HFO
ep7 | ADO
ep8 | ADO
ep9 | ADO
ep10 | ADO
ep11 | ADO
ep12 | ADO
ep13 | NG
ep14 | NG
ipp15 | HFO
ipp16 | HFO
ipp17 | HFO
ipp18 | HFO
ep19 | Hydro
ep20 | Hydro
ep21 | Hydro
ep22 | Hydro
ep23 | Hydro
ep24 | Hydro
ep25 | Hydro
ep26 | Hydro
ep27 | Wind
ep28 | Wind
ep29 | Wind
ep30 | Wind
ep31 | Solar
NewSolar | Solar
c1_NGCT100 | NG
c2_NGCT100 | NG
c3_NGCT100 | NG
c4_NGACT237 | NG
c5_NGACT237 | NG
c6_NGACT237 | NG
C7_NGCC120 | NG
C8_NGCC120 | NG
C9_NGCC120 | NG
c10_RICE85 | NG
c11_RICE85 | NG
c12_RICE85 | NG
c13_bioM50 | Biomass
c14_bioM50 | Biomass
c15_bioM50 | Biomass
c16_bioM50 | Biomass
c17_OnW50 | Wind
c18_OnW50 | Wind
c19_OnW50 | Wind
c20_OnW50 | Wind
c21_OnW50 | Wind
C22_OnW50 | Wind
C23_OnW50 | Wind
C24_W50 | Wind
C25_OnW50 | Wind
C26_OnW50 | Wind
C27_OnW50 | Wind
c28_fsol20 | Solar
c29_fsol20 | Solar
c30_fsol20 | Solar
c31_fsol20 | Solar
c32_fsol20 | Solar
c33_tsol20 | Solar
c34_tsol20 | Solar
c35_tsol20 | Solar
c36_tsol20 | Solar
c37_tsol20 | Solar
c38_tsol150 | Solar
c39_tsol150 | Solar
c40_tsol150 | Solar
c41_tsol150 | Solar
c42_tsol150 | Solar
c43_hBRG28 | hydro
c44_hGtR8 | hydro
c45_GnR1_4 | hydro
c46_hLGR2 | hydro
c47_hMBR_4_8 | hydro
c48_hMR2_3 | hydro
c49_hNR1 | hydro
c50_hRC1 | hydro
c51_hSP2_5 | hydro
c52_hWCR2_5 | hydro
c53_hYR2_6 | hydro

## Set_MapPlant
MapPlant(Node,Plant) | Attaching nodes to plants
Node | Plant
n8 | ep1
n8 | ep2
n8 | ep3
n6 | ep4
n6 | ep5
n6 | ep6
n6 | ep7
n6 | ep8
n1 | ep9
n1 | ep10
n1 | ep11
n1 | ep12
n1 | ep13
n1 | ep14
n6 | ipp15
n6 | ipp16
n8 | ipp17
n9 | ipp18
n5 | ep19
n2 | ep20
n4 | ep21
n4 | ep22
n2 | ep23
n5 | ep24
n3 | ep25
n5 | ep26
n11 | ep27
n11 | ep28
n11 | ep29
n11 | ep30
n9 | ep31
n12 | NewSolar
n8 | c1_NGCT100
n1 | c2_NGCT100
n6 | c3_NGCT100
n8 | c4_NGACT237
n1 | c5_NGACT237
n6 | c6_NGACT237
n8 | C7_NGCC120
n1 | C8_NGCC120
n6 | C9_NGCC120
n8 | c10_RICE85
n1 | c11_RICE85
n6 | c12_RICE85
n8 | c13_bioM50
n1 | c14_bioM50
n6 | c15_bioM50
n5 | c16_bioM50
n9 | c17_OnW50
n11 | c18_OnW50
n3 | c19_OnW50
n1 | c20_OnW50
n2 | c21_OnW50
n3 | C22_OnW50
n11 | C23_OnW50
n4 | C24_W50
n9 | C25_OnW50
n4 | C26_OnW50
n11 | C27_OnW50
n9 | c28_fsol20
n11 | c29_fsol20
n3 | c30_fsol20
n1 | c31_fsol20
n2 | c32_fsol20
n9 | c33_tsol20
n11 | c34_tsol20
n3 | c35_tsol20
n1 | c36_tsol20
n2 | c37_tsol20
n9 | c38_tsol150
n11 | c39_tsol150
n3 | c40_tsol150
n1 | c41_tsol150
n2 | c42_tsol150
n4 | c43_hBRG28
n1 | c44_hGtR8
c45_GnR1_4
n3 | c46_hLGR2
n14 | c47_hMBR_4_8
n16 | c48_hMR2_3
n2 | c49_hNR1
n7 | c50_hRC1
n15 | c51_hSP2_5
n16 | c52_hWCR2_5
n16 | c53_hYR2_6
Note on A82: Atkinson, Travis Renaldo: Mid St. Thomas

## Set_Policy
| Set_Name | Description | Set_Items
Set | Policy | policy indeces for taxes and subsidies | P1 | P2 | P3 | P4 | P5 | P6 | P7 | P8 | P9 | P10

## Aliases
ddow | Aliased with dow
hhtype | Aliased with htype
ddtype | Aliased with dtype
q | Aliased with quart
y | Aliased with year
wwk | Aliased with wk
n | Aliased with node

## Set_MapTline
MapTLine1(Tline,node,n) | Network Topology
Tline | node | n
L1 | n1 | n2
L2 | n2 | n3
L3 | n3 | n4
L4 | n3 | n7
L5 | n7 | n6
L6 | n7 | n6
L7 | n6 | n5
L8 | n7 | n8
L9 | n8 | n9
L10 | n9 | n10
L11 | n10 | n11
L12 | n11 | n12
L13 | n12 | n1
L14 | n1 | n13
L15 | n13 | n3
L16 | n13 | n8
L17 | n3 | n7
L18 | n8 | n9
L19 | n9 | n10
L20 | n1 | n2
L21 | n2 | n3
L22 | n3 | n4
L23 | n3 | n7
L24 | n7 | n6
L25 | n7 | n6
L26 | n6 | n5
L27 | n7 | n8
L28 | n8 | n9
L29 | n9 | n10
L30 | n10 | n11
L31 | n11 | n12
L32 | n12 | n1
L33 | n1 | n13
L34 | n13 | n3
L35 | n13 | n8
L36 | n3 | n7
L37 | n8 | n9
L38 | n9 | n10
L39 | n14 | n13
L40 | n16 | n5
L41 | n15 | n4
L42 | n16 | n5

## Par_TLineData
TLineData(Tline,*)
| Distance in km | Reactanc (p.u. on 100 MVA) | Susceptance (p.u. on 100 MVA) | Capacity (MVA) | Overnight Capital Cost (USD) per km | Overnight Capital Cost USD | Overnight Capital Cost USD Millions | Annualized Capital Cost USD Millions | Capital recovery factor
| Distance | x | b | PFmax | Cap_cost_USDperkm | Cap_cost_usd | occtl | Tlineinvcost_yr | crftl
L1 | 60 | 0.4576 | 0.0045995 | 49 | na | na | na | na | na
L2 | 10 | 0.076266 | 0.00076658 | 49 | na | na | na | na | na
L3 | 100 | 0.76266 | 0.0076658 | 49 | na | na | na | na | na
L4 | 71 | 0.54149 | 0.0054427 | 49 | na | na | na | na | na
L5 | 10 | 0.076266 | 0.00076658 | 49 | na | na | na | na | na
L6 | 10 | 0.076266 | 0.00076658 | 49 | na | na | na | na | na
L7 | 2.5 | 0.019067 | 0.00019164 | 49 | na | na | na | na | na
L8 | 23 | 0.17541 | 0.0017631 | 49 | na | na | na | na | na
L9 | 21 | 0.16016 | 0.0016098 | 49 | na | na | na | na | na
L10 | 11 | 0.083893 | 0.00084323 | 49 | na | na | na | na | na
L11 | 45 | 0.3432 | 0.0034496 | 49 | na | na | na | na | na
L12 | 61 | 0.46522 | 0.0046761 | 49 | na | na | na | na | na
L13 | 48 | 0.36608 | 0.0036796 | 49 | na | na | na | na | na
L14 | 30 | 0.056482 | 0.002137 | 124 | na | na | na | na | na
L15 | 52 | 0.097902 | 0.0037041 | 124 | na | na | na | na | na
L16 | 94 | 0.17698 | 0.006696 | 124 | na | na | na | na | na
L17 | 36 | 0.067778 | 0.0025644 | 124 | na | na | na | na | na
L18 | 15 | 0.030919 | 0.00077035 | 172 | na | na | na | na | na
L19 | 46 | 0.094818 | 0.0023624 | 172 | na | na | na | na | na
L20 | 60 | 0.4576 | 0.0045995 | 49 | 242335.3673 | 14540122.0376 | 14.5401 | 1.7079 | 0.1175
L21 | 10 | 0.076266 | 0.00076658 | 49 | 242335.3673 | 2423353.6729 | 2.4234 | 0.28465 | 0.1175
L22 | 100 | 0.76266 | 0.0076658 | 49 | 242335.3673 | 24233536.7293 | 24.2335 | 2.8465 | 0.1175
L23 | 71 | 0.54149 | 0.0054427 | 49 | 242335.3673 | 17205811.0778 | 17.2058 | 2.021 | 0.1175
L24 | 10 | 0.076266 | 0.00076658 | 49 | 242335.3673 | 2423353.6729 | 2.4234 | 0.28465 | 0.1175
L25 | 10 | 0.076266 | 0.00076658 | 49 | 242335.3673 | 2423353.6729 | 2.4234 | 0.28465 | 0.1175
L26 | 2.5 | 0.019067 | 0.00019164 | 49 | 242335.3673 | 605838.4182 | 0.60584 | 0.071162 | 0.1175
L27 | 23 | 0.17541 | 0.0017631 | 49 | 242335.3673 | 5573713.4477 | 5.5737 | 0.65469 | 0.1175
L28 | 21 | 0.16016 | 0.0016098 | 49 | 242335.3673 | 5089042.7132 | 5.089 | 0.59776 | 0.1175
L29 | 11 | 0.083893 | 0.00084323 | 49 | 242335.3673 | 2665689.0402 | 2.6657 | 0.31311 | 0.1175
L30 | 45 | 0.3432 | 0.0034496 | 49 | 242335.3673 | 10905091.5282 | 10.9051 | 1.2809 | 0.1175
L31 | 61 | 0.46522 | 0.0046761 | 49 | 242335.3673 | 14782457.4049 | 14.7825 | 1.7363 | 0.1175
L32 | 48 | 0.36608 | 0.0036796 | 49 | 242335.3673 | 11632097.6301 | 11.6321 | 1.3663 | 0.1175
L33 | 30 | 0.056482 | 0.002137 | 124 | 177091.2299 | 5312736.8984 | 5.3127 | 0.62403 | 0.1175
L34 | 52 | 0.097902 | 0.0037041 | 124 | 177091.2299 | 9208743.9572 | 9.2087 | 1.0817 | 0.1175
L35 | 94 | 0.17698 | 0.006696 | 124 | 177091.2299 | 16646575.6148 | 16.6466 | 1.9553 | 0.1175
L36 | 36 | 0.067778 | 0.0025644 | 124 | 177091.2299 | 6375284.278 | 6.3753 | 0.74884 | 0.1175
L37 | 15 | 0.030919 | 0.00077035 | 172 | 177091.2299 | 2656368.4492 | 2.6564 | 0.31202 | 0.1175
L38 | 46 | 0.094818 | 0.0023624 | 172 | 177091.2299 | 8146196.5775 | 8.1462 | 0.95685 | 0.1175
L39 | 14 | 0.10677 | 0.0010732 | 49 | 242335.3673 | 3392695.1421 | 3.3927 | 0.3985 | 0.1175
L40 | 8 | 0.061013 | 0.00061326 | 49 | 242335.3673 | 1938682.9383 | 1.9387 | 0.22772 | 0.1175
L41 | 8 | 0.061013 | 0.00061326 | 49 | 242335.3673 | 1938682.9383 | 1.9387 | 0.22772 | 0.1175
L42 | 15 | 0.1144 | 0.0011499 | 49 | 242335.3673 | 3635030.5094 | 3.635 | 0.42697 | 0.1175
Note: For Reactance of new corridors, I use reactance for L3 (in per unit o f distance) as a proxy

## Par_PlantData
PlantData(Plant,tec,*)
Plant | Technology | Gross Capacity (MW) | Net Capacity (MW) | Min Operational Level (MW) | Planned Outage Days | Unforced Outage Rate (calculated) | Forced Outage Rate | Availability Factor | Capacity Factor | Net Heat Rate at Max. Capacity (kJ/kWh) | Net Heat Rate at Min. Capacity (kJ/kWh) | Net Heat Rate at Max. Capacity (kCal/kWh) | Net Heat Rate at Min. Capacity (kcal/kWh) | Avg. Incremental heat Rate (kcal/kWh) | Heat Rate (Btu/kWh) | Fixed O&M Cost (US$/kW-Month) | Fixed O&M (US$/kW-yr) | Fixed O&M (US$/year) | Variable O&M ($/MWh) | Overnight Capital Cost ($/kW) | Overnight Capital Cost ($ millions) | Annualized Capital Cost (USD millions) | Capital recovery Factor (fraction) | Commercial Operation Date | Proposed Retirement Date | Net Energy Output (GWh) | Description
|  | GrossCap | NetCap | MinOpCap | UForceDays | UFOrate | FOrate | Availabilityf | Capf | NHratemax | NHratemin | hratemax | hratemin | hrateinc | hrate | fomdkwm | fomdkwyr | FOM | VOM | OCC_DkW | OCCg | OCC_annual | Crfg | COD | DecomDate | NEO | Description
ep1 | HFO | 60 | 57.09 | 35.1 | 40 | 0.10959 | 0.07 | 0.82041 | na | 13232 | 14744 | 3162.5239 | 3523.9006 | 2585.7017 | 10254.8928 | 1.6937 | na | 1.2195 | 2.1 | na | na | na | na | 1970 | 2020 |  | OFS
ep2 | HFO | 65 | 61.4575 | 35.4 | 40 | 0.10959 | 0.07 | 0.82041 | na | 12549 | 13278 | 2999.283 | 3173.5182 | 2762.5786 | 10956.3866 | 1.6937 | na | 1.3211 | 2.1 | na | na | na | na | 1972 | 2020 |  | OFS
ep3 | HFO | 68.5 | 64.6777 | 36.5 | 40 | 0.10959 | 0.07 | 0.82041 | na | 12056 | 12714 | 2881.4532 | 3038.7189 | 2677.7388 | 10619.9123 | 1.6937 | na | 1.3922 | 1.9 | na | na | na | na | 1973 | 2020 |  | OFS
ep4 | HFO | 68.5 | 63.8146 | 63.8146 | 35.4 | 0.096986 | 0.07 | 0.84781 | na | 11970 | 12078 | 2860.8987 | 2886.7113 | 2828.7403 | 11218.7841 | 1.6937 | na | 1.3922 | 2.2 | na | na | na | na | 1976 | 2020 |  | OFS
ep5 | HFO | 20 | 19.434 | 19.434 | 10 | 0.027397 | 0.08 | 0.85151 | na | 9052 | 9846 | 2163.4799 | 2353.2505 | 1962.3239 | 7782.5767 | 4.5752 | na | 1.098 | 5.9 | na | na | na | na | 1985 |  |  | SSD
ep6 | HFO | 20 | 19.434 | 19.434 | 10 | 0.027397 | 0.08 | 0.85151 | na | 8950 | 9636 | 2139.1013 | 2303.0593 | 1965.3066 | 7794.4061 | 4.5752 | na | 1.098 | 4.5 | na | na | na | na | 1985 |  |  | SSD
ep7 | ADO | 21.5 | 21.4032 | 21.4032 | 9.8 | 0.026849 | 0.05 | 0.9226 | na | 14548 | 20140 | 3477.0554 | 4813.5755 | 2348.2427 | 9313.1305 | 1.0482 | na | 0.27044 | 3.6 | na | na | na | na | 1974 |  |  | GT
ep8 | ADO | 32.5 | 32.0775 | 32.0775 | 10.5 | 0.028767 | 0.05 | 0.9226 | na | 13715 | 21059 | 3277.9637 | 5033.2218 | 2423.8235 | 9612.8839 | 1.0482 | na | 0.4088 | 2.1 | na | na | na | na | 1993 |  |  | GT
ep9 | ADO | 21.5 | 21.457 | 21.457 | 10 | 0.027397 | 0.05 | 0.9226 | na | 15694 | 20400 | 3750.956 | 4875.717 | 2769.2322 | 10982.7749 | 1.0482 | na | 0.27044 | 2.1 | na | na | na | na | 1973 |  |  | GT
ep10 | ADO | 18 | 17.7066 | 17.7066 | 7.1 | 0.019452 | 0.05 | 0.9226 | na | 16857 | 21720 | 4028.9197 | 5191.2046 | 3250.8925 | 12893.0398 | 1.0482 | na | 0.22641 | 6.9 | na | na | na | na | 1990 |  |  | GT
ep11 | ADO | 18 | 17.4924 | 17.4924 | 4.7 | 0.012877 | 0.05 | 0.9226 | na | 17048 | 25581 | 4074.5698 | 6114.0057 | 3325.2695 | 13188.0189 | 1.0482 | na | 0.22641 | 7.9 | na | na | na | na | 1990 |  |  | GT
ep12 | ADO | 20 | 19.718 | 19.718 | 5 | 0.013699 | 0.05 | 0.9226 | na | 16900 | 30001 | 4039.1969 | 7170.4111 | 2975.4606 | 11800.6769 | 1.0482 | na | 0.25157 | 1.8985e-05 | na | na | na | na | 1992 |  |  | GT
ep13 | NG | 20 | 19.718 | 19.718 | 5 | 0.013699 | 0.1 | 0 | na | 12000 | 20000 | 2868.0688 | 4780.1147 | 2218.5085 | 8798.6046 | 1.0482 | na | 0.25157 | 1 | na | na | na | na | 2001 | 2017 |  | GT
ep14 | NG | 120 | 116.352 | 116.352 | 30 | 0.082192 | 0.04 | 0.90521 | na | 8820 | 11829 | 2108.0306 | 2827.1989 | 1858.1806 | 7369.5442 | 1.0482 | na | 1.5094 | 1.0482 | na | na | na | na | 2003 |  |  | CC
ipp15 | HFO | 60 | 60 | 30 | 26 | 0.071233 | 0.05 | 0.87877 | na | 7915 | 8009 | 1891.7304 | 1891.7304 | 1891.7304 | 7502.6028 | 15.585 | na | 1.1 | 12.92 | na | na | na | na | 1998 | 2024 |  | SSD
ipp16 | HFO | 124 | 124.3 | 3 | 24 | 0.065753 | 0.03 | 0.90425 | na | 8615 | 8615 | 2059.0344 | 2059.0344 | 2059.0344 | 8166.1305 | 16.31 | na | 1.5094 | 21.1 | na | na | na | na | 2006 | 2026 |  | MSD
ipp17 | HFO | 65 | 65.5 | 3 | 24 | 0.065753 | 0.035 | 0.89925 | na | 8569 | 8569 | 2048.0402 | 2048.0402 | 2048.0402 | 8122.5272 | 26.376 | na | 1.3922 | 14.2 | na | na | na | na | 2012 | 2032 |  | MSD
ipp18 | HFO | 0.4 | 0.4 |  | 18 | 0.049315 | 0.05 | 0.90068 | na | 9500 | 8569 | 2270.5545 | 2048.0402 | 2270.5545 | 9005.0191 | 12.589 | na | 0.060427 | 14.1821 | na | na | na | na | 1996 |  |  | Cogen
ep19 | Hydro | 6 | 4.57 |  |  |  |  | na | 0.76 | na | na | na | na | na | na | na | 14.3 | 0.0858 | 0 | na | na | na | na |  |  | 40 | Hydro
ep20 | Hydro | 2.5 | 1.94 |  |  |  |  | na | 0.78 | na | na | na | na | na | na | na | 14.3 | 0.03575 | 0 | na | na | na | na |  |  | 17 | Hydro
ep21 | Hydro | 4.8 | 3.2 |  |  |  |  | na | 0.67 | na | na | na | na | na | na | na | 14.3 | 0.06864 | 0 | na | na | na | na |  |  | 28 | Hydro
ep22 | Hydro | 3.6 | 2.69 |  |  |  |  | na | 0.75 | na | na | na | na | na | na | na | 14.3 | 0.05148 | 0 | na | na | na | na |  |  | 23.6 | Hydro
ep23 | Hydro | 1.1 | 0.68 |  |  |  |  | na | 0.62 | na | na | na | na | na | na | na | 14.3 | 0.01573 | 0 | na | na | na | na |  |  | 6 | Hydro
ep24 | Hydro | 0.8 | 0.29 |  |  |  |  | na | 0.36 | na | na | na | na | na | na | na | 14.3 | 0.01144 | 0 | na | na | na | na |  |  | 2.5 | Hydro
ep25 | Hydro | 4.1 | 3.31 |  |  |  |  | na | 0.81 | na | na | na | na | na | na | na | 14.3 | 0.05863 | 0 | na | na | na | na |  |  | 29 | Hydro
ep26 | Hydro | 6.4 | 2.97 |  |  |  |  | na | 0.46 | na | na | na | na | na | na | na | 14.3 | 0.09152 | 0 | na | na | na | na | 2014 |  | 26 | Hydro
ep27 | Wind | 3 | 0.6 |  |  |  |  | na | 0.2 | na | na | na | na | na | na | na | 39.55 | 0.11865 | 0 | na | na | na | na | 2010 |  | 5.26 | Wind
ep28 | Wind | 38 | [5 empty] | na | 0.29 | na | na | na | na | na | na | na | 39.55 | 1.5029 | 0 | na | na | na | na | 2011 | 2031 | 96.5 | Wind
ep29 | Wind | 34 | [5 empty] | na | 0.33 | na | na | na | na | na | na | na | 39.55 | 1.3447 | 0 | na | na | na | na | 2016 | 2036 | 99.7 | Wind
ep30 | Wind | 24 | [5 empty] | na | 0.3 | na | na | na | na | na | na | na | 39.55 | 0.9492 | 0 | na | na | na | na | 2016 | 2036 | 63.1 | Wind
ep31 | Solar | 24 | [5 empty] | na | 0.19 | na | na | na | na | na | na |  | 27.75 | 0.666 | 0 |  |  |  | na | 2016 | 2036 | 40.9 | Solar
NewSolar | Solar | 37 | [5 empty] | na | 0.2312 | na | na | na | na | na | na |  | 27.75 | 1.0268 | 0 | 4183 | 154.771 | 18.1793 | 0.1175 | 2019 | 2039 | 74.94 | Solar
c1_NGCT100 | NG | 100 |  |  |  | 0.082192 | 0.04 | 0.92 | na | na | na | na | na | na | 10000 |  | 17.5 | 1.75 | 3.5 | 1101 | 110.1 | 12.9323 | 0.1175 |  |  |  | CT
c2_NGCT100 | NG | 100 |  |  |  | 0.082192 | 0.04 | 0.92 | na | na | na | na | na | na | 10000 |  | 17.5 | 1.75 | 3.5 | 1101 | 110.1 | 12.9323 | 0.1175 |  |  |  | CT
c3_NGCT100 | NG | 100 |  |  |  | 0.082192 | 0.04 | 0.92 | na | na | na | na | na | na | 10000 |  | 17.5 | 1.75 | 3.5 | 1101 | 110.1 | 12.9323 | 0.1175 |  |  |  | CT
c4_NGACT237 | NG | 237 |  |  |  | 0.082192 | 0.04 | 0.92 | na | na | na | na | na | na | 9800 |  | 6.8 | 1.6116 | 10.7 | 678 | 160.686 | 18.8741 | 0.1175 |  |  |  | ACT
c5_NGACT237 | NG | 237 |  |  |  | 0.082192 | 0.04 | 0.92 | na | na | na | na | na | na | 9800 |  | 6.8 | 1.6116 | 10.7 | 678 | 160.686 | 18.8741 | 0.1175 |  |  |  | ACT
c6_NGACT237 | NG | 237 |  |  |  | 0.082192 | 0.04 | 0.92 | na | na | na | na | na | na | 9800 |  | 6.8 | 1.6116 | 10.7 | 678 | 160.686 | 18.8741 | 0.1175 |  |  |  | ACT
C7_NGCC120 | NG | 120 |  |  |  | 0.082192 | 0.04 | 0.92 | na | na | na | na | na | na | 6600 |  | 11 | 1.32 | 3.5 | 978 | 117.36 | 13.7851 | 0.1175 |  |  |  | CC
C8_NGCC120 | NG | 120 |  |  |  | 0.082192 | 0.04 | 0.92 | na | na | na | na | na | na | 6600 |  | 11 | 1.32 | 3.5 | 978 | 117.36 | 13.7851 | 0.1175 |  |  |  | CC
C9_NGCC120 | NG | 120 |  |  |  | 0.082192 | 0.04 | 0.92 | na | na | na | na | na | na | 6600 |  | 11 | 1.32 | 3.5 | 978 | 117.36 | 13.7851 | 0.1175 |  |  |  | CC
c10_RICE85 | NG | 85 |  |  |  | 0.082192 | 0.04 | 0.92 | na | na | na | na | na | na | 8500 |  | 6.9 | 0.5865 | 5.85 | 1342 | 114.07 | 13.3986 | 0.1175 |  |  |  | RICE
c11_RICE85 | NG | 85 |  |  |  | 0.082192 | 0.04 | 0.92 | na | na | na | na | na | na | 8500 |  | 6.9 | 0.5865 | 5.85 | 1342 | 114.07 | 13.3986 | 0.1175 |  |  |  | RICE
c12_RICE85 | NG | 85 |  |  |  | 0.082192 | 0.04 | 0.92 | na | na | na | na | na | na | 13500 |  | 6.9 | 0.5865 | 5.85 | 1342 | 114.07 | 13.3986 | 0.1175 |  |  |  | RICE
c13_bioM50 | Biomass | 50 | [7 empty] | na | na | na | na | na | 13500 |  | 110 | 5.5 | 5.85 | 4985 | 249.25 | 29.2768 | 0.1175 |  |  |  | Biomass
c14_bioM50 | Biomass | 50 | [7 empty] | na | na | na | na | na | 13500 |  | 110 | 5.5 | 3.5 | 4985 | 249.25 | 29.2768 | 0.1175 |  |  |  | Biomass
c15_bioM50 | Biomass | 50 | [7 empty] | na | na | na | na | na | 13500 |  | 110 | 5.5 | 3.5 | 4985 | 249.25 | 29.2768 | 0.1175 |  |  |  | Biomass
c16_bioM50 | Biomass | 50 | [7 empty] | na | na | na | na | na | 13500 |  | 110 | 5.5 | 3.5 | 4985 | 249.25 | 29.2768 | 0.1175 |  |  |  | Biomass
c17_OnW50 | Wind | 50 | [5 empty] | na | 0.30667 | na | na | na | na | na | na |  | 39.7 | 1.985 | 0 | 1877 | 93.85 | 11.0236 | 0.1175 |  |  |  | wind
c18_OnW50 | Wind | 50 | [5 empty] | na | 0.30667 | na | na | na | na | na | na |  | 39.7 | 1.985 | 0 | 1877 | 93.85 | 11.0236 | 0.1175 |  |  |  | wind
c19_OnW50 | Wind | 50 | [5 empty] | na | 0.30667 | na | na | na | na | na | na |  | 39.7 | 1.985 | 0 | 1877 | 93.85 | 11.0236 | 0.1175 |  |  |  | wind
c20_OnW50 | Wind | 50 | [5 empty] | na | 0.30667 | na | na | na | na | na | na |  | 39.7 | 1.985 | 0 | 1877 | 93.85 | 11.0236 | 0.1175 |  |  |  | wind
c21_OnW50 | Wind | 50 | [5 empty] | na | 0.30667 | na | na | na | na | na | na |  | 39.7 | 1.985 | 0 | 1877 | 93.85 | 11.0236 | 0.1175 |  |  |  | wind
C22_OnW50 | Wind | 50 | [5 empty] | na | 0.30667 | na | na | na | na | na | na |  | 39.7 | 1.985 | 0 | 1877 | 93.85 | 11.0236 | 0.1175 |  |  |  | wind
C23_OnW50 | Wind | 50 | [5 empty] | na | 0.30667 | na | na | na | na | na | na |  | 39.7 | 1.985 | 0 | 1877 | 93.85 | 11.0236 | 0.1175 |  |  |  | wind
C24_W50 | Wind | 50 | [5 empty] | na | 0.30667 | na | na | na | na | na | na |  | 39.7 | 1.985 | 0 | 1877 | 93.85 | 11.0236 | 0.1175 |  |  |  | wind
C25_OnW50 | Wind | 50 | [5 empty] | na | 0.30667 | na | na | na | na | na | na |  | 39.7 | 1.985 | 0 | 1877 | 93.85 | 11.0236 | 0.1175 |  |  |  | wind
C26_OnW50 | Wind | 50 | [5 empty] | na | 0.30667 | na | na | na | na | na | na |  | 39.7 | 1.985 | 0 | 1877 | 93.85 | 11.0236 | 0.1175 |  |  |  | wind
C27_OnW50 | Wind | 50 | [5 empty] | na | 0.30667 | na | na | na | na | na | na |  | 39.7 | 1.985 | 0 | 1877 | 93.85 | 11.0236 | 0.1175 |  |  |  | wind
c28_fsol20 | Solar | 20 | [5 empty] | na | 0.2312 | na | na | na | na | na | na |  | 23.4 | 0.468 | 0 | 2671 | 53.42 | 6.2747 | 0.1175 |  |  |  | solar
c29_fsol20 | Solar | 20 | [5 empty] | na | 0.2312 | na | na | na | na | na | na |  | 23.4 | 0.468 | 0 | 2671 | 53.42 | 6.2747 | 0.1175 |  |  |  | solar
c30_fsol20 | Solar | 20 | [5 empty] | na | 0.2312 | na | na | na | na | na | na |  | 23.4 | 0.468 | 0 | 2671 | 53.42 | 6.2747 | 0.1175 |  |  |  | solar
c31_fsol20 | Solar | 20 | [5 empty] | na | 0.2312 | na | na | na | na | na | na |  | 23.4 | 0.468 | 0 | 2671 | 53.42 | 6.2747 | 0.1175 |  |  |  | solar
c32_fsol20 | Solar | 20 | [5 empty] | na | 0.2312 | na | na | na | na | na | na |  | 23.4 | 0.468 | 0 | 2671 | 53.42 | 6.2747 | 0.1175 |  |  |  | solar
c33_tsol20 | Solar | 20 | [5 empty] | na | 0.2312 | na | na | na | na | na | na |  | 23.9 | 0.478 | 0 | 2644 | 52.88 | 6.2113 | 0.1175 |  |  |  | solar
c34_tsol20 | Solar | 20 | [5 empty] | na | 0.2312 | na | na | na | na | na | na |  | 23.9 | 0.478 | 0 | 2644 | 52.88 | 6.2113 | 0.1175 |  |  |  | solar
c35_tsol20 | Solar | 20 | [5 empty] | na | 0.2312 | na | na | na | na | na | na |  | 23.9 | 0.478 | 0 | 2644 | 52.88 | 6.2113 | 0.1175 |  |  |  | solar
c36_tsol20 | Solar | 20 | [5 empty] | na | 0.2312 | na | na | na | na | na | na |  | 23.9 | 0.478 | 0 | 2644 | 52.88 | 6.2113 | 0.1175 |  |  |  | solar
c37_tsol20 | Solar | 20 | [5 empty] | na | 0.2312 | na | na | na | na | na | na |  | 23.9 | 0.478 | 0 | 2644 | 52.88 | 6.2113 | 0.1175 |  |  |  | solar
c38_tsol150 | Solar | 150 | [5 empty] | na | 0.2312 | na | na | na | na | na | na |  | 21.8 | 3.27 | 0 | 2534 | 380.1 | 44.6464 | 0.1175 |  |  |  | solar
c39_tsol150 | Solar | 150 | [5 empty] | na | 0.2312 | na | na | na | na | na | na |  | 21.8 | 3.27 | 0 | 2534 | 380.1 | 44.6464 | 0.1175 |  |  |  | solar
c40_tsol150 | Solar | 150 | [5 empty] | na | 0.2312 | na | na | na | na | na | na |  | 21.8 | 3.27 | 0 | 2534 | 380.1 | 44.6464 | 0.1175 |  |  |  | solar
c41_tsol150 | Solar | 150 | [5 empty] | na | 0.2312 | na | na | na | na | na | na |  | 21.8 | 3.27 | 0 | 2534 | 380.1 | 44.6464 | 0.1175 |  |  |  | solar
c42_tsol150 | Solar | 150 | [5 empty] | na | 0.2312 | na | na | na | na | na | na |  | 21.8 | 3.27 | 0 | 2534 | 380.1 | 44.6464 | 0.1175 |  |  |  | solar
c43_hBRG28 | hydro | 28 | [7 empty] | na | na | na | na | na | na |  |  |  |  | 3123 | 87.444 | 10.2711 | 0.1175 |  |  |  | hydro
c44_hGtR8 | hydro | 8 | [7 empty] | na | na | na | na | na | na |  |  |  |  | 3123 | 24.984 | 2.9346 | 0.1175 |  |  |  | hydro
c45_GnR1_4 | hydro | 1.4 | [7 empty] | na | na | na | na | na | na |  |  |  |  | 3123 | 4.3722 | 0.51356 | 0.1175 |  |  |  | hydro
c46_hLGR2 | hydro | 2 | [7 empty] | na | na | na | na | na | na |  |  |  |  | 3123 | 6.246 | 0.73365 | 0.1175 |  |  |  | hydro
c47_hMBR_4_8 | hydro | 4.8 | [7 empty] | na | na | na | na | na | na |  |  |  |  | 3123 | 14.9904 | 1.7608 | 0.1175 |  |  |  | hydro
c48_hMR2_3 | hydro | 2.3 | [7 empty] | na | na | na | na | na | na |  |  |  |  | 3123 | 7.1829 | 0.8437 | 0.1175 |  |  |  | hydro
c49_hNR1 | hydro | 1 | [7 empty] | na | na | na | na | na | na |  |  |  |  | 3123 | 3.123 | 0.36683 | 0.1175 |  |  |  | hydro
c50_hRC1 | hydro | 1 | [7 empty] | na | na | na | na | na | na |  |  |  |  | 3123 | 3.123 | 0.36683 | 0.1175 |  |  |  | hydro
c51_hSP2_5 | hydro | 2.5 | [7 empty] | na | na | na | na | na | na |  |  |  |  | 3123 | 7.8075 | 0.91707 | 0.1175 |  |  |  | hydro
c52_hWCR2_5 | hydro | 2.5 | [7 empty] | na | na | na | na | na | na |  |  |  |  | 3123 | 7.8075 | 0.91707 | 0.1175 |  |  |  | hydro
c53_hYR2_6 | hydro | 2.6 | [7 empty] | na | na | na | na | na | na |  |  |  |  | 3123 | 8.1198 | 0.95375 | 0.1175 |  |  |  | hydro
Note on J2: Atkinson, Travis Renaldo: 1. EIA has capacity factors for solar PV for different months. They are all higher than "New Solar" so I set the capacity factors for all candidate solar plants to the capacity factor for the one set t be developed by 2019 in Jamaica by Eight Rivers Energy.
Note on P2: Atkinson, Travis Renaldo: I use the incremental heat rate calculated by the OUR as well as kcal to Btu conversion scalar of 3.968318 Btu to 1 kcal
Note on S2: Atkinson, Travis Renaldo: FOM & Vom data for IPPs was up to 3 times higher than JOS. So I use JPS cost data as a proxy instead, otherwise, IPPs would never generate in my model.
Note on T15: Atkinson, Travis Renaldo: originally 1.9E-05. How can this have VOM near 0?
Note on I16: TA: Was previousluy "O/S" so I set to 0 so as not to account for it
Note on Z16: TA: I put decommission date to 2017 so as not to account for this generator since the OUR said it was out of service.
Note on T35: Atkinson, Travis Renaldo: see gleaner article: http://jamaica-gleaner.com/article/business/20181114/german-energy-firm-launch-ipo-jamaica says $85

## Par_AvailabilityFactor
AvailabilityFactor(plant,tec,htype)
Plant | Technology
|  | offpeaknt | offpeakdy | avgdy | peakh | avgnt
ep19 | Hydro | 0.76 | 0.76 | 0.76 | 0.76 | 0.76
ep20 | Hydro | 0.78 | 0.78 | 0.78 | 0.78 | 0.78
ep21 | Hydro | 0.67 | 0.67 | 0.67 | 0.67 | 0.67
ep22 | Hydro | 0.75 | 0.75 | 0.75 | 0.75 | 0.75
ep23 | Hydro | 0.62 | 0.62 | 0.62 | 0.62 | 0.62
ep24 | Hydro | 0.36 | 0.36 | 0.36 | 0.36 | 0.36
ep25 | Hydro | 0.81 | 0.81 | 0.81 | 0.81 | 0.81
ep26 | Hydro | 0.46 | 0.46 | 0.46 | 0.46 | 0.46 | Actual Capf | ratio to wind 3
ep27 | Wind | 0.072598 | 0.094569 | 0.33787 | 0.12355 | 0.084024 | 0.2 | 0.60606 | 0.64
ep28 | Wind | 0.10776 | 0.14038 | 0.50152 | 0.18339 | 0.12472 | 0.29 | 0.87879 | 0.95
ep29 | Wind | 0.12478 | 0.16254 | 0.58071 | 0.21234 | 0.14442 | 0.33 | 1 | 1.1
ep30 | Wind | 0.11003 | 0.14333 | 0.51208 | 0.18725 | 0.12735 | 0.3 | 0.90909 | 0.97
ep31 | Solar | 0 | 0.049542 | 0.45484 | 0 | 0
NewSolar | Solar | 0 | 0.049542 | 0.45484 | 0 | 0
c17_OnW50 | Wind | 0.12478 | 0.16254 | 0.58071 | 0.21234 | 0.14442
c18_OnW50 | Wind | 0.12478 | 0.16254 | 0.58071 | 0.21234 | 0.14442
c19_OnW50 | Wind | 0.12478 | 0.16254 | 0.58071 | 0.21234 | 0.14442
c20_OnW50 | Wind | 0.12478 | 0.16254 | 0.58071 | 0.21234 | 0.14442
c21_OnW50 | Wind | 0.12478 | 0.16254 | 0.58071 | 0.21234 | 0.14442
C22_OnW50 | Wind | 0.12478 | 0.16254 | 0.58071 | 0.21234 | 0.14442
C23_OnW50 | Wind | 0.12478 | 0.16254 | 0.58071 | 0.21234 | 0.14442
C24_W50 | Wind | 0.12478 | 0.16254 | 0.58071 | 0.21234 | 0.14442
C25_OnW50 | Wind | 0.12478 | 0.16254 | 0.58071 | 0.21234 | 0.14442
C26_OnW50 | Wind | 0.12478 | 0.16254 | 0.58071 | 0.21234 | 0.14442
C27_OnW50 | Wind | 0.12478 | 0.16254 | 0.58071 | 0.21234 | 0.14442
c28_fsol20 | Solar | 0 | 0.049542 | 0.45484 | 0 | 0
c29_fsol20 | Solar | 0 | 0.049542 | 0.45484 | 0 | 0
c30_fsol20 | Solar | 0 | 0.049542 | 0.45484 | 0 | 0
c31_fsol20 | Solar | 0 | 0.049542 | 0.45484 | 0 | 0
c32_fsol20 | Solar | 0 | 0.049542 | 0.45484 | 0 | 0
c33_tsol20 | Solar | 0 | 0.049542 | 0.45484 | 0 | 0
c34_tsol20 | Solar | 0 | 0.049542 | 0.45484 | 0 | 0
c35_tsol20 | Solar | 0 | 0.049542 | 0.45484 | 0 | 0
c36_tsol20 | Solar | 0 | 0.049542 | 0.45484 | 0 | 0
c37_tsol20 | Solar | 0 | 0.049542 | 0.45484 | 0 | 0
c38_tsol150 | Solar | 0 | 0.049542 | 0.45484 | 0 | 0
c39_tsol150 | Solar | 0 | 0.049542 | 0.45484 | 0 | 0
c40_tsol150 | Solar | 0 | 0.049542 | 0.45484 | 0 | 0
c41_tsol150 | Solar | 0 | 0.049542 | 0.45484 | 0 | 0
c42_tsol150 | Solar | 0 | 0.049542 | 0.45484 | 0 | 0
c43_hBRG28 | Hydro | 0.81 | 0.81 | 0.81 | 0.81 | 0.81 | I proxy using highest availability factor for an existing hydro plant
c44_hGtR8 | Hydro | 0.81 | 0.81 | 0.81 | 0.81 | 0.81
c45_GnR1_4 | Hydro | 0.81 | 0.81 | 0.81 | 0.81 | 0.81
c46_hLGR2 | Hydro | 0.81 | 0.81 | 0.81 | 0.81 | 0.81
c47_hMBR_4_8 | Hydro | 0.81 | 0.81 | 0.81 | 0.81 | 0.81
c48_hMR2_3 | Hydro | 0.81 | 0.81 | 0.81 | 0.81 | 0.81
c49_hNR1 | Hydro | 0.81 | 0.81 | 0.81 | 0.81 | 0.81
c50_hRC1 | Hydro | 0.81 | 0.81 | 0.81 | 0.81 | 0.81
c51_hSP2_5 | Hydro | 0.81 | 0.81 | 0.81 | 0.81 | 0.81
c52_hWCR2_5 | Hydro | 0.81 | 0.81 | 0.81 | 0.81 | 0.81
c53_hYR2_6 | Hydro | 0.81 | 0.81 | 0.81 | 0.81 | 0.81

## Par_AvgRain
Rainfall(quart)
Q1 | 98.0745
Q2 | 181.3609
Q3 | 187.5604
Q4 | 237.9821

## Par_FuelPriceBaseline
FuelPriceBaseline(year,tec)
Fuel Price (2017$/mmBtu) Baseline Scenario
Year | Distillate Fuel Oil | Residual Fuel Oil | Natural Gas
| ADO | HFO | NG
2017 | 14.1169 | 10.5336 | 3.4661
2018 | 14.646 | 10.2179 | 3.5723
2019 | 15.3937 | 11.4641 | 3.9213
2020 | 18.5437 | 13.8586 | 4.1572
2021 | 19.8965 | 14.7026 | 4.0969
2022 | 20.3596 | 14.8549 | 4.1361
2023 | 20.6614 | 14.8936 | 4.253
2024 | 20.8468 | 14.9567 | 4.3545
2025 | 20.9265 | 15.0415 | 4.4775
2026 | 20.9061 | 15.2987 | 4.5129
2027 | 21.0608 | 15.4727 | 4.5574
2028 | 21.2452 | 15.5408 | 4.5636
2029 | 21.5625 | 15.8063 | 4.6258
2030 | 21.7255 | 15.9991 | 4.6225
2031 | 21.9942 | 16.3244 | 4.6153
2032 | 22.2028 | 16.4373 | 4.6303
2033 | 22.4713 | 16.5961 | 4.6158
2034 | 22.7369 | 16.7305 | 4.6231
2035 | 22.879 | 16.8919 | 4.6148
2036 | 23.0135 | 16.9139 | 4.7204
2037 | 23.5071 | 17.2359 | 4.7226
2038 | 23.5687 | 17.3321 | 4.788
2039 | 23.8201 | 17.4821 | 4.836
2040 | 24.0266 | 17.5278 | 4.8635
2041 | 24.2392 | 17.5775 | 4.8922
2042 | 24.2745 | 17.5325 | 4.9485
2043 | 24.3218 | 17.4277 | 4.9886
2044 | 24.3665 | 17.261 | 5.0423
2045 | 24.4193 | 17.0983 | 5.0778
2046 | 24.327 | 17.014 | 5.1228
2047 | 24.4702 | 17.0187 | 5.1728
2048 | 24.682 | 16.9284 | 5.2637
2049 | 24.6986 | 17.3141 | 5.3251
2050 | 24.7869 | 17.513 | 5.4174
Note on A2: Atkinson, Travis Renaldo: EIA Projection Tables Feb 2018 https://www.eia.gov/outlooks/aeo/data/browser/#/?id=3-AEO2018&region=1-0&cases=ref2018~highprice~lowprice&start=2016&end=2050&f=A&linechart=~~~ref2018-d121317a.36-3-AEO2018.1-0~highprice-d122017a.36-3-AEO2018.1-0~lowprice-d121317a.36-3-AEO2018.1-0~ref2018-d121317a.37-3-AEO2018.1-0~highprice-d122017a.37-3-AEO2018.1-0~lowprice-d121317a.37-3-AEO2018.1-0~ref2018-d121317a.38-3-AEO2018.1-0~highprice-d122017a.38-3-AEO2018.1-0~lowprice-d121317a.38-3-AEO2018.1-0~~~~~~&map=highprice-d122017a.3-3-AEO2018.1-0&sourcekey=0
Note on B3: Atkinson, Travis Renaldo: use with diesel oil
Note on C3: Atkinson, Travis Renaldo: Also called Heavy fuel oil

## Par_FuelPriceLow
FuelPriceLow(year,tec)
Fuel Price (2017$/mmBtu) Low Price Scenario
Year | Distillate Fuel Oil | Residual Fuel Oil | Natural Gas
| ADO | HFO | NG
2017 | 14.118 | 10.5336 | 3.4652
2018 | 9.8441 | 6.6532 | 3.3782
2019 | 10.2567 | 7.5842 | 3.6783
2020 | 10.648 | 6.9903 | 3.9132
2021 | 11.1477 | 6.4262 | 3.9415
2022 | 11.1243 | 4.9297 | 3.9676
2023 | 11.1677 | 4.2576 | 4.0472
2024 | 11.2444 | 4.2814 | 4.1166
2025 | 11.2927 | 4.272 | 4.1866
2026 | 11.1188 | 4.4474 | 4.2411
2027 | 11.2063 | 4.4914 | 4.2447
2028 | 11.2335 | 4.5425 | 4.2795
2029 | 11.3751 | 4.5384 | 4.3406
2030 | 11.4351 | 4.5648 | 4.3462
2031 | 11.5275 | 4.6817 | 4.3698
2032 | 11.6307 | 4.6457 | 4.3921
2033 | 11.7293 | 4.7433 | 4.4242
2034 | 11.858 | 4.8665 | 4.453
2035 | 12.0009 | 4.9305 | 4.4568
2036 | 12.1336 | 4.8978 | 4.5392
2037 | 12.2236 | 4.8195 | 4.5613
2038 | 12.2789 | 4.9359 | 4.6152
2039 | 12.4628 | 5.2028 | 4.6163
2040 | 12.5488 | 5.3119 | 4.6643
2041 | 12.6352 | 5.2292 | 4.7121
2042 | 12.6974 | 5.1237 | 4.7682
2043 | 12.7496 | 4.8827 | 4.8076
2044 | 12.8404 | 4.7511 | 4.8974
2045 | 12.9841 | 4.6814 | 4.9552
2046 | 13.1315 | 4.9272 | 5.0024
2047 | 13.3271 | 5.0983 | 5.0675
2048 | 13.4645 | 5.3752 | 5.1397
2049 | 13.5186 | 5.2824 | 5.1751
2050 | 13.6618 | 5.5641 | 5.2458
Note on A2: Atkinson, Travis Renaldo: EIA Projection Tables Feb 2018 https://www.eia.gov/outlooks/aeo/data/browser/#/?id=3-AEO2018&region=1-0&cases=ref2018~highprice~lowprice&start=2016&end=2050&f=A&linechart=~~~ref2018-d121317a.36-3-AEO2018.1-0~highprice-d122017a.36-3-AEO2018.1-0~lowprice-d121317a.36-3-AEO2018.1-0~ref2018-d121317a.37-3-AEO2018.1-0~highprice-d122017a.37-3-AEO2018.1-0~lowprice-d121317a.37-3-AEO2018.1-0~ref2018-d121317a.38-3-AEO2018.1-0~highprice-d122017a.38-3-AEO2018.1-0~lowprice-d121317a.38-3-AEO2018.1-0~~~~~~&map=highprice-d122017a.3-3-AEO2018.1-0&sourcekey=0

## Par_FuelPriceHigh
RCFuelPriceHigh(year,tec)
Fuel Price (2017$/mmBtu) High Price Scenario
Year | Distillate Fuel Oil | Residual Fuel Oil | Natural Gas
| ADO | HFO | NG
2017 | 14.1173 | 10.5336 | 3.4649
2018 | 19.4596 | 13.9843 | 3.5796
2019 | 24.6681 | 18.7097 | 3.9193
2020 | 28.0298 | 21.0636 | 4.1734
2021 | 31.4112 | 23.4606 | 4.0582
2022 | 32.8008 | 24.368 | 3.9828
2023 | 33.8026 | 24.952 | 4.0369
2024 | 34.8679 | 25.8527 | 4.1549
2025 | 35.7762 | 26.6177 | 4.2957
2026 | 36.4623 | 27.4551 | 4.3998
2027 | 37.6707 | 28.4012 | 4.5584
2028 | 37.9001 | 28.7659 | 4.6811
2029 | 38.7687 | 29.3597 | 4.7253
2030 | 39.1613 | 29.5987 | 4.7786
2031 | 39.6842 | 30.0557 | 4.8924
2032 | 40.2127 | 30.5216 | 4.9732
2033 | 40.5152 | 30.8033 | 5.0481
2034 | 41.0909 | 31.2644 | 5.1411
2035 | 41.4698 | 31.5616 | 5.1799
2036 | 41.8744 | 31.7335 | 5.2498
2037 | 41.9613 | 31.5386 | 5.2462
2038 | 42.3942 | 31.8253 | 5.3107
2039 | 42.865 | 32.1615 | 5.4748
2040 | 43.0768 | 32.2863 | 5.3597
2041 | 43.6033 | 32.3959 | 5.5441
2042 | 43.9797 | 32.6552 | 5.455
2043 | 44.546 | 33.0054 | 5.6399
2044 | 44.4662 | 32.7992 | 5.7691
2045 | 44.7737 | 32.6576 | 5.8492
2046 | 45.0578 | 32.816 | 5.9049
2047 | 45.3759 | 32.8998 | 5.9537
2048 | 45.733 | 33.1884 | 6.0149
2049 | 46.059 | 33.6939 | 6.0325
2050 | 46.3657 | 33.9955 | 6.0731
Note on A2: Atkinson, Travis Renaldo: EIA Projection Tables Feb 2018 https://www.eia.gov/outlooks/aeo/data/browser/#/?id=3-AEO2018&region=1-0&cases=ref2018~highprice~lowprice&start=2016&end=2050&f=A&linechart=~~~ref2018-d121317a.36-3-AEO2018.1-0~highprice-d122017a.36-3-AEO2018.1-0~lowprice-d121317a.36-3-AEO2018.1-0~ref2018-d121317a.37-3-AEO2018.1-0~highprice-d122017a.37-3-AEO2018.1-0~lowprice-d121317a.37-3-AEO2018.1-0~ref2018-d121317a.38-3-AEO2018.1-0~highprice-d122017a.38-3-AEO2018.1-0~lowprice-d121317a.38-3-AEO2018.1-0~~~~~~&map=highprice-d122017a.3-3-AEO2018.1-0&sourcekey=0

## Par_demand
Demand(node,year,quart,dtype,htype)
|  |  |  | offpeaknt | offpeakdy | avgdy | peakh | avgnt
n1 | 2017 | Q1 | wkend | 53.4223 | 50.8205 | 55.65 | 68.717 | 63.0817
n1 | 2017 | Q1 | wkday | 53.43 | 56.6679 | 62.6252 | 71.291 | 63.9306
n1 | 2017 | Q2 | wkend | 56.0068 | 52.083 | 58.1307 | 68.9108 | 66.3955
n1 | 2017 | Q2 | wkday | 57.056 | 57.7747 | 66.9431 | 72.1046 | 67.5719
n1 | 2017 | Q3 | wkend | 59.7286 | 54.6629 | 60.7142 | 71.0745 | 68.9954
n1 | 2017 | Q3 | wkday | 59.9342 | 59.6289 | 70.8415 | 74.6034 | 70.5254
n1 | 2017 | Q4 | wkend | 55.1539 | 52.4464 | 57.9059 | 70.7368 | 64.3317
n1 | 2017 | Q4 | wkday | 55.3966 | 57.6517 | 65.3739 | 73.3111 | 64.8863
n1 | 2018 | Q1 | wkend | 52.8699 | 50.3275 | 55.2292 | 68.0105 | 62.4683
n1 | 2018 | Q1 | wkday | 52.8543 | 56.0573 | 61.9504 | 70.5228 | 63.2417
n1 | 2018 | Q2 | wkend | 55.4943 | 51.6285 | 57.5874 | 68.1704 | 65.8226
n1 | 2018 | Q2 | wkday | 56.4412 | 57.1522 | 66.2218 | 71.3277 | 66.8438
n1 | 2018 | Q3 | wkend | 58.9468 | 53.9495 | 59.9748 | 70.3392 | 68.0478
n1 | 2018 | Q3 | wkday | 59.2884 | 58.9864 | 70.0782 | 73.7996 | 69.7655
n1 | 2018 | Q4 | wkend | 54.5651 | 51.9147 | 57.273 | 69.9408 | 63.5983
n1 | 2018 | Q4 | wkday | 54.8196 | 56.9458 | 64.5188 | 72.4653 | 64.1685
n1 | 2019 | Q1 | wkend | 52.657 | 50.077 | 55.0091 | 67.6206 | 62.2722
n1 | 2019 | Q1 | wkday | 52.5174 | 55.7998 | 61.6955 | 70.1235 | 62.8495
n1 | 2019 | Q2 | wkend | 55.3172 | 51.4485 | 57.3309 | 67.8672 | 65.6126
n1 | 2019 | Q2 | wkday | 56.1011 | 56.8078 | 65.8228 | 70.8979 | 66.4411
n1 | 2019 | Q3 | wkend | 58.5577 | 53.5759 | 59.5733 | 69.8802 | 67.5113
n1 | 2019 | Q3 | wkday | 58.885 | 58.6195 | 69.6097 | 73.3516 | 69.2806
n1 | 2019 | Q4 | wkend | 54.2364 | 51.6019 | 56.9279 | 69.5194 | 63.2151
n1 | 2019 | Q4 | wkday | 54.456 | 56.4888 | 63.9213 | 71.9421 | 63.7502
n1 | 2020 | Q1 | wkend | 52.3132 | 49.7501 | 54.65 | 67.1792 | 61.8657
n1 | 2020 | Q1 | wkday | 52.2236 | 55.4662 | 61.3386 | 69.6707 | 62.4739
n1 | 2020 | Q2 | wkend | 54.9561 | 51.1126 | 56.9566 | 67.4241 | 65.1842
n1 | 2020 | Q2 | wkday | 55.7795 | 56.458 | 65.459 | 70.4481 | 66.0741
n1 | 2020 | Q3 | wkend | 58.1754 | 53.2261 | 59.1844 | 69.424 | 67.0706
n1 | 2020 | Q3 | wkday | 58.4371 | 58.2243 | 69.0759 | 72.8532 | 68.7255
n1 | 2020 | Q4 | wkend | 53.8823 | 51.265 | 56.5563 | 69.0655 | 62.8024
n1 | 2020 | Q4 | wkday | 54.0618 | 56.0711 | 63.4611 | 71.4715 | 63.3334
n1 | 2021 | Q1 | wkend | 52.3501 | 49.7852 | 54.6885 | 67.2265 | 61.9092
n1 | 2021 | Q1 | wkday | 52.2774 | 55.5146 | 61.3955 | 69.7383 | 62.575
n1 | 2021 | Q2 | wkend | 54.9948 | 51.1486 | 56.9967 | 67.4716 | 65.2301
n1 | 2021 | Q2 | wkday | 55.8794 | 56.5313 | 65.5772 | 70.4935 | 66.1472
n1 | 2021 | Q3 | wkend | 58.2164 | 53.2636 | 59.2261 | 69.4728 | 67.1178
n1 | 2021 | Q3 | wkday | 58.3935 | 58.2179 | 69.0214 | 72.8881 | 68.6933
n1 | 2021 | Q4 | wkend | 53.9202 | 51.3011 | 56.5961 | 69.1141 | 62.8466
n1 | 2021 | Q4 | wkday | 54.0987 | 56.0877 | 63.5089 | 71.5244 | 63.3784
n1 | 2022 | Q1 | wkend | 52.878 | 50.2872 | 55.24 | 67.9044 | 62.5335
n1 | 2022 | Q1 | wkday | 52.8513 | 56.1527 | 62.0803 | 70.4614 | 63.256
n1 | 2022 | Q2 | wkend | 55.5494 | 51.6644 | 57.5715 | 68.152 | 65.8879
n1 | 2022 | Q2 | wkday | 56.4794 | 57.1332 | 66.3024 | 71.2031 | 66.8451
n1 | 2022 | Q3 | wkend | 58.8035 | 53.8008 | 59.8233 | 70.1734 | 67.7946
n1 | 2022 | Q3 | wkday | 58.9205 | 58.787 | 69.6037 | 73.5806 | 69.2504
n1 | 2022 | Q4 | wkend | 54.464 | 51.8185 | 57.1668 | 69.8111 | 63.4804
n1 | 2022 | Q4 | wkday | 54.6318 | 56.5862 | 64.1568 | 72.2829 | 64.073
n1 | 2023 | Q1 | wkend | 53.4182 | 50.8009 | 55.8043 | 68.5981 | 63.1724
n1 | 2023 | Q1 | wkday | 53.449 | 56.7827 | 62.7659 | 71.2031 | 63.9718
n1 | 2023 | Q2 | wkend | 56.1169 | 52.1922 | 58.1596 | 68.8482 | 66.561
n1 | 2023 | Q2 | wkday | 57.0741 | 57.7004 | 67.0417 | 71.931 | 67.5602
n1 | 2023 | Q3 | wkend | 59.4042 | 54.3504 | 60.4345 | 70.8903 | 68.4872
n1 | 2023 | Q3 | wkday | 59.4279 | 59.3489 | 70.2199 | 74.3135 | 69.8741
n1 | 2023 | Q4 | wkend | 55.0346 | 52.4883 | 57.9579 | 70.5359 | 64.1186
n1 | 2023 | Q4 | wkday | 55.209 | 57.1784 | 64.7989 | 73.0282 | 64.7199
n1 | 2024 | Q1 | wkend | 54.0275 | 51.3601 | 56.4245 | 69.3271 | 63.8523
n1 | 2024 | Q1 | wkday | 54.1333 | 57.4833 | 63.5651 | 72.0791 | 64.7719
n1 | 2024 | Q2 | wkend | 56.7746 | 52.804 | 58.8413 | 69.6552 | 67.3412
n1 | 2024 | Q2 | wkday | 57.7867 | 58.3858 | 67.9042 | 72.7763 | 68.4138
n1 | 2024 | Q3 | wkend | 59.9395 | 54.8883 | 61.0655 | 71.7679 | 69.2111
n1 | 2024 | Q3 | wkday | 60.1207 | 60.0423 | 71.0231 | 75.1935 | 70.6685
n1 | 2024 | Q4 | wkend | 55.6259 | 53.1165 | 58.6395 | 71.3647 | 64.894
n1 | 2024 | Q4 | wkday | 55.8562 | 57.8486 | 65.5585 | 73.8842 | 65.4785
n1 | 2025 | Q1 | wkend | 54.7905 | 52.0586 | 57.232 | 70.171 | 64.7654
n1 | 2025 | Q1 | wkday | 54.8466 | 58.2407 | 64.4026 | 73.0288 | 65.6253
n1 | 2025 | Q2 | wkend | 57.6586 | 53.5621 | 59.7308 | 70.6119 | 68.3713
n1 | 2025 | Q2 | wkday | 58.5481 | 59.155 | 68.7989 | 73.7351 | 69.3152
n1 | 2025 | Q3 | wkend | 60.5958 | 55.541 | 61.8263 | 72.7522 | 69.9374
n1 | 2025 | Q3 | wkday | 60.9129 | 60.8334 | 71.9588 | 76.1843 | 71.5996
n1 | 2025 | Q4 | wkend | 56.3042 | 53.8144 | 59.3442 | 72.2604 | 65.7356
n1 | 2025 | Q4 | wkday | 56.6012 | 58.5532 | 66.3195 | 74.8328 | 66.3134
n1 | 2026 | Q1 | wkend | 55.7007 | 52.8909 | 58.1561 | 71.2405 | 65.8192
n1 | 2026 | Q1 | wkday | 55.7049 | 59.1356 | 65.4676 | 74.225 | 66.7275
n1 | 2026 | Q2 | wkend | 58.7041 | 54.4511 | 60.7349 | 71.8195 | 69.6703
n1 | 2026 | Q2 | wkday | 59.4408 | 60.0569 | 69.8478 | 74.8594 | 70.372
n1 | 2026 | Q3 | wkend | 61.5081 | 56.4118 | 62.787 | 73.8334 | 70.8997
n1 | 2026 | Q3 | wkday | 61.7892 | 61.736 | 73.0142 | 77.333 | 72.6262
n1 | 2026 | Q4 | wkend | 57.1627 | 54.6349 | 60.249 | 73.3621 | 66.7378
n1 | 2026 | Q4 | wkday | 57.4084 | 59.4154 | 67.1601 | 75.8531 | 67.203
n1 | 2027 | Q1 | wkend | 56.5987 | 53.7436 | 59.0937 | 72.389 | 66.8803
n1 | 2027 | Q1 | wkday | 56.7009 | 60.1332 | 66.6335 | 75.4968 | 67.9146
n1 | 2027 | Q2 | wkend | 59.6506 | 55.3289 | 61.714 | 72.9773 | 70.7935
n1 | 2027 | Q2 | wkday | 60.4942 | 61.0899 | 71.1013 | 76.1334 | 71.6292
n1 | 2027 | Q3 | wkend | 62.4997 | 57.3213 | 63.7992 | 75.0238 | 72.0427
n1 | 2027 | Q3 | wkday | 62.7115 | 62.6905 | 74.0839 | 78.5407 | 73.6544
n1 | 2027 | Q4 | wkend | 58.0842 | 55.5158 | 61.2203 | 74.5448 | 67.8138
n1 | 2027 | Q4 | wkday | 58.2123 | 60.3012 | 68.0987 | 76.9665 | 68.1875
n1 | 2028 | Q1 | wkend | 57.7304 | 54.8183 | 60.2753 | 73.8365 | 68.2176
n1 | 2028 | Q1 | wkday | 57.9071 | 61.3474 | 68.0124 | 77.0262 | 69.3592
n1 | 2028 | Q2 | wkend | 60.8433 | 56.4352 | 62.9481 | 74.4366 | 72.2091
n1 | 2028 | Q2 | wkday | 61.7925 | 62.3587 | 72.6522 | 77.7243 | 73.1823
n1 | 2028 | Q3 | wkend | 63.7494 | 58.4675 | 65.0749 | 76.5239 | 73.4833
n1 | 2028 | Q3 | wkday | 63.8781 | 63.9088 | 75.4679 | 80.0752 | 74.9996
n1 | 2028 | Q4 | wkend | 59.2457 | 56.6258 | 62.4445 | 76.0354 | 69.1698
n1 | 2028 | Q4 | wkday | 59.2885 | 61.4527 | 69.3603 | 78.4485 | 69.4698
n1 | 2029 | Q1 | wkend | 58.9482 | 55.9747 | 61.5469 | 75.3941 | 69.6567
n1 | 2029 | Q1 | wkday | 59.2015 | 62.6733 | 69.5604 | 78.661 | 70.9008
n1 | 2029 | Q2 | wkend | 62.1268 | 57.6258 | 64.276 | 76.0068 | 73.7323
n1 | 2029 | Q2 | wkday | 63.1918 | 63.7412 | 74.2784 | 79.4202 | 74.8248
n1 | 2029 | Q3 | wkend | 65.0942 | 59.7009 | 66.4477 | 78.1382 | 75.0334
n1 | 2029 | Q3 | wkday | 65.158 | 65.2221 | 76.9768 | 81.7472 | 76.4746
n1 | 2029 | Q4 | wkend | 60.4955 | 57.8204 | 63.7618 | 77.6394 | 70.6289
n1 | 2029 | Q4 | wkday | 60.4456 | 62.7098 | 70.7291 | 80.0646 | 70.8648
n1 | 2030 | Q1 | wkend | 60.2153 | 57.1778 | 62.8698 | 77.0146 | 71.1539
n1 | 2030 | Q1 | wkday | 60.5295 | 64.0018 | 71.1299 | 80.3632 | 72.4951
n1 | 2030 | Q2 | wkend | 63.4622 | 58.8644 | 65.6575 | 77.6405 | 75.3171
n1 | 2030 | Q2 | wkday | 64.633 | 65.1758 | 75.9737 | 81.1966 | 76.5274
n1 | 2030 | Q3 | wkend | 66.4934 | 60.9841 | 67.8759 | 79.8177 | 76.6462
n1 | 2030 | Q3 | wkday | 66.4778 | 66.5801 | 78.5909 | 83.5331 | 78.0761
n1 | 2030 | Q4 | wkend | 61.7059 | 59.2336 | 65.1821 | 79.1777 | 71.9892
n1 | 2030 | Q4 | wkday | 61.727 | 64.0585 | 72.1847 | 81.7469 | 72.3355
n1 | 2031 | Q1 | wkend | 61.6099 | 58.4349 | 64.2992 | 78.7081 | 72.7714
n1 | 2031 | Q1 | wkday | 61.841 | 65.2519 | 72.5006 | 82.0283 | 74.0247
n1 | 2031 | Q2 | wkend | 64.8494 | 60.1511 | 67.0927 | 79.3377 | 76.9635
n1 | 2031 | Q2 | wkday | 66.1541 | 66.7732 | 77.9295 | 83.0921 | 78.3402
n1 | 2031 | Q3 | wkend | 67.87 | 62.2818 | 69.3367 | 81.657 | 78.28
n1 | 2031 | Q3 | wkday | 67.9326 | 68.0527 | 80.3205 | 85.3847 | 79.7828
n1 | 2031 | Q4 | wkend | 62.8221 | 60.4489 | 66.4803 | 80.7603 | 73.412
n1 | 2031 | Q4 | wkday | 63.0763 | 65.4588 | 73.7626 | 83.5338 | 73.9167
n1 | 2032 | Q1 | wkend | 62.7927 | 59.5737 | 65.6168 | 80.2139 | 74.2463
n1 | 2032 | Q1 | wkday | 63.0773 | 66.5564 | 73.95 | 83.6682 | 75.5046
n1 | 2032 | Q2 | wkend | 66.4192 | 61.554 | 68.6455 | 80.9796 | 78.7085
n1 | 2032 | Q2 | wkday | 67.4767 | 68.1081 | 79.4875 | 84.7533 | 79.9063
n1 | 2032 | Q3 | wkend | 69.2536 | 63.6075 | 70.7476 | 83.4428 | 79.7837
n1 | 2032 | Q3 | wkday | 69.2907 | 69.4132 | 81.9263 | 87.0917 | 81.3778
n1 | 2032 | Q4 | wkend | 63.9122 | 61.5309 | 67.6774 | 82.2668 | 74.7406
n1 | 2032 | Q4 | wkday | 64.3037 | 66.6611 | 75.102 | 85.1481 | 75.3617
n1 | 2033 | Q1 | wkend | 64.1205 | 60.7914 | 66.9509 | 81.79 | 75.848
n1 | 2033 | Q1 | wkday | 64.3201 | 67.855 | 75.4076 | 85.2964 | 77.0112
n1 | 2033 | Q2 | wkend | 67.8975 | 62.8674 | 70.141 | 82.6101 | 80.4114
n1 | 2033 | Q2 | wkday | 68.8124 | 69.4564 | 81.061 | 86.4311 | 81.4882
n1 | 2033 | Q3 | wkend | 70.629 | 64.8862 | 72.1604 | 85.2034 | 81.3204
n1 | 2033 | Q3 | wkday | 70.655 | 70.6805 | 83.3579 | 88.7905 | 82.9231
n1 | 2033 | Q4 | wkend | 65.1774 | 62.749 | 69.0171 | 83.8954 | 76.2202
n1 | 2033 | Q4 | wkday | 65.4968 | 68.0517 | 76.6475 | 86.8254 | 76.8206
n1 | 2034 | Q1 | wkend | 65.8089 | 62.3921 | 68.7138 | 83.9436 | 77.8452
n1 | 2034 | Q1 | wkday | 66.0631 | 69.5061 | 77.2346 | 87.4528 | 79.058
n1 | 2034 | Q2 | wkend | 69.6853 | 64.5227 | 71.9879 | 84.7853 | 82.5287
n1 | 2034 | Q2 | wkday | 70.664 | 71.4245 | 83.52 | 88.8486 | 83.7307
n1 | 2034 | Q3 | wkend | 72.4887 | 66.5947 | 74.0604 | 87.4469 | 83.4616
n1 | 2034 | Q3 | wkday | 72.4767 | 72.5259 | 85.5059 | 91.1633 | 85.078
n1 | 2034 | Q4 | wkend | 66.8936 | 64.4012 | 70.8344 | 86.1044 | 78.2272
n1 | 2034 | Q4 | wkday | 67.1695 | 69.8381 | 78.5108 | 89.0106 | 78.7405
n1 | 2035 | Q1 | wkend | 67.4849 | 63.9812 | 70.4638 | 86.0815 | 79.8277
n1 | 2035 | Q1 | wkday | 67.7812 | 71.2222 | 79.2856 | 89.6712 | 81.1026
n1 | 2035 | Q2 | wkend | 71.46 | 66.166 | 73.8213 | 86.9446 | 84.6306
n1 | 2035 | Q2 | wkday | 72.5529 | 73.348 | 85.7285 | 91.1484 | 85.9946
n1 | 2035 | Q3 | wkend | 74.3349 | 68.2908 | 75.9466 | 89.674 | 85.5872
n1 | 2035 | Q3 | wkday | 74.3015 | 74.3418 | 87.6485 | 93.5675 | 87.2086
n1 | 2035 | Q4 | wkend | 68.5973 | 66.0414 | 72.6384 | 88.2973 | 80.2195
n1 | 2035 | Q4 | wkday | 68.7593 | 71.5633 | 80.3571 | 91.1579 | 80.6173
n1 | 2036 | Q1 | wkend | 69.1856 | 65.5935 | 72.2396 | 88.2508 | 81.8395
n1 | 2036 | Q1 | wkday | 69.5455 | 73.0324 | 81.4094 | 91.9541 | 83.2275
n1 | 2036 | Q2 | wkend | 73.2609 | 67.8334 | 75.6817 | 89.1357 | 86.7633
n1 | 2036 | Q2 | wkday | 74.47 | 75.2656 | 87.9876 | 93.5006 | 88.2829
n1 | 2036 | Q3 | wkend | 76.2082 | 70.0118 | 77.8605 | 91.9338 | 87.7441
n1 | 2036 | Q3 | wkday | 76.1599 | 76.2346 | 89.7988 | 95.9046 | 89.2722
n1 | 2036 | Q4 | wkend | 70.326 | 67.7057 | 74.469 | 90.5225 | 82.2411
n1 | 2036 | Q4 | wkday | 70.3678 | 73.2871 | 82.2538 | 93.4185 | 82.5869
n1 | 2037 | Q1 | wkend | 70.9109 | 67.2293 | 74.0411 | 90.4515 | 83.8803
n1 | 2037 | Q1 | wkday | 71.3578 | 74.8438 | 83.4948 | 94.2393 | 85.37
n1 | 2037 | Q2 | wkend | 75.0878 | 69.525 | 77.569 | 91.3585 | 88.927
n1 | 2037 | Q2 | wkday | 76.4205 | 77.1875 | 90.3334 | 95.9342 | 90.6652
n1 | 2037 | Q3 | wkend | 78.1086 | 71.7577 | 79.8022 | 94.2264 | 89.9322
n1 | 2037 | Q3 | wkday | 77.9735 | 78.142 | 91.9235 | 98.261 | 91.3353
n1 | 2037 | Q4 | wkend | 72.0104 | 69.6029 | 76.4286 | 92.7445 | 84.1855
n1 | 2037 | Q4 | wkday | 72.0725 | 75.0559 | 84.2501 | 95.7209 | 84.6099
n1 | 2038 | Q1 | wkend | 72.7669 | 68.9388 | 75.9453 | 92.6452 | 86.005
n1 | 2038 | Q1 | wkday | 73.1173 | 76.6618 | 85.5693 | 96.5186 | 87.4292
n1 | 2038 | Q2 | wkend | 76.9148 | 71.2167 | 79.4563 | 93.5814 | 91.0907
n1 | 2038 | Q2 | wkday | 78.4208 | 79.1362 | 92.6916 | 98.3756 | 93.0647
n1 | 2038 | Q3 | wkend | 79.8565 | 73.4284 | 81.6444 | 96.5731 | 92.0088
n1 | 2038 | Q3 | wkday | 79.8176 | 80.0418 | 94.1118 | 100.6323 | 93.4777
n1 | 2038 | Q4 | wkend | 73.5321 | 71.2057 | 78.206 | 94.8849 | 86.1174
n1 | 2038 | Q4 | wkday | 73.8261 | 76.882 | 86.3 | 98.0499 | 86.6685
n1 | 2039 | Q1 | wkend | 74.6339 | 70.6994 | 77.9578 | 94.8471 | 88.1903
n1 | 2039 | Q1 | wkday | 74.9037 | 78.5348 | 87.6599 | 98.8767 | 89.5653
n1 | 2039 | Q2 | wkend | 79.2038 | 73.2482 | 81.7237 | 96.162 | 93.7735
n1 | 2039 | Q2 | wkday | 80.3367 | 81.0696 | 94.9562 | 100.7791 | 95.3384
n1 | 2039 | Q3 | wkend | 81.5655 | 75.0547 | 83.4635 | 98.9368 | 94.0177
n1 | 2039 | Q3 | wkday | 81.7676 | 81.9974 | 96.4111 | 103.0909 | 95.7615
n1 | 2039 | Q4 | wkend | 75.1918 | 72.8627 | 80.0107 | 97.0473 | 88.0596
n1 | 2039 | Q4 | wkday | 75.5842 | 78.6455 | 88.232 | 100.3648 | 88.7098
n1 | 2040 | Q1 | wkend | 76.4033 | 72.3413 | 79.7692 | 97.1634 | 90.4124
n1 | 2040 | Q1 | wkday | 76.7263 | 80.4164 | 89.7624 | 101.2168 | 91.7284
n1 | 2040 | Q2 | wkend | 81.5154 | 75.3208 | 84.03 | 98.6391 | 96.4125
n1 | 2040 | Q2 | wkday | 82.2394 | 82.9896 | 97.205 | 103.1659 | 97.5963
n1 | 2040 | Q3 | wkend | 83.3381 | 76.6994 | 85.3097 | 101.1753 | 95.9407
n1 | 2040 | Q3 | wkday | 83.6922 | 83.9637 | 98.7083 | 105.6155 | 98.0347
n1 | 2040 | Q4 | wkend | 76.9726 | 74.5884 | 81.9057 | 99.3457 | 90.1452
n1 | 2040 | Q4 | wkday | 77.236 | 80.388 | 90.1166 | 102.5763 | 90.6691
n2 | 2017 | Q1 | wkend | 28.0248 | 26.6599 | 29.1934 | 36.0483 | 33.092
n2 | 2017 | Q1 | wkday | 28.0289 | 29.7274 | 32.8525 | 37.3985 | 33.5373
n2 | 2017 | Q2 | wkend | 29.3806 | 27.3222 | 30.4948 | 36.1499 | 34.8304
n2 | 2017 | Q2 | wkday | 29.931 | 30.308 | 35.1177 | 37.8254 | 35.4476
n2 | 2017 | Q3 | wkend | 31.333 | 28.6756 | 31.8501 | 37.285 | 36.1943
n2 | 2017 | Q3 | wkday | 31.4409 | 31.2807 | 37.1628 | 39.1362 | 36.9969
n2 | 2017 | Q4 | wkend | 28.9332 | 27.5129 | 30.3768 | 37.1078 | 33.7478
n2 | 2017 | Q4 | wkday | 29.0605 | 30.2435 | 34.2945 | 38.4583 | 34.0387
n2 | 2018 | Q1 | wkend | 27.735 | 26.4013 | 28.9727 | 35.6776 | 32.7703
n2 | 2018 | Q1 | wkday | 27.7269 | 29.4071 | 32.4986 | 36.9956 | 33.176
n2 | 2018 | Q2 | wkend | 29.1117 | 27.0838 | 30.2098 | 35.7615 | 34.5299
n2 | 2018 | Q2 | wkday | 29.6085 | 29.9815 | 34.7393 | 37.4178 | 35.0656
n2 | 2018 | Q3 | wkend | 30.9229 | 28.3014 | 31.4622 | 36.8993 | 35.6972
n2 | 2018 | Q3 | wkday | 31.1021 | 30.9437 | 36.7623 | 38.7145 | 36.5983
n2 | 2018 | Q4 | wkend | 28.6243 | 27.2339 | 30.0449 | 36.6902 | 33.363
n2 | 2018 | Q4 | wkday | 28.7578 | 29.8732 | 33.846 | 38.0146 | 33.6622
n2 | 2019 | Q1 | wkend | 27.6233 | 26.2699 | 28.8572 | 35.4731 | 32.6674
n2 | 2019 | Q1 | wkday | 27.5501 | 29.272 | 32.3649 | 36.7861 | 32.9703
n2 | 2019 | Q2 | wkend | 29.0189 | 26.9894 | 30.0752 | 35.6024 | 34.4197
n2 | 2019 | Q2 | wkday | 29.4301 | 29.8008 | 34.53 | 37.1924 | 34.8543
n2 | 2019 | Q3 | wkend | 30.7188 | 28.1054 | 31.2516 | 36.6584 | 35.4158
n2 | 2019 | Q3 | wkday | 30.8905 | 30.7512 | 36.5166 | 38.4795 | 36.3439
n2 | 2019 | Q4 | wkend | 28.4519 | 27.0698 | 29.8638 | 36.4692 | 33.162
n2 | 2019 | Q4 | wkday | 28.5671 | 29.6334 | 33.5325 | 37.7401 | 33.4428
n2 | 2020 | Q1 | wkend | 27.443 | 26.0984 | 28.6689 | 35.2415 | 32.4541
n2 | 2020 | Q1 | wkday | 27.396 | 29.097 | 32.1776 | 36.5486 | 32.7732
n2 | 2020 | Q2 | wkend | 28.8294 | 26.8132 | 29.8789 | 35.37 | 34.195
n2 | 2020 | Q2 | wkday | 29.2614 | 29.6173 | 34.3392 | 36.9564 | 34.6618
n2 | 2020 | Q3 | wkend | 30.5183 | 27.9219 | 31.0476 | 36.4191 | 35.1846
n2 | 2020 | Q3 | wkday | 30.6555 | 30.5439 | 36.2365 | 38.2181 | 36.0527
n2 | 2020 | Q4 | wkend | 28.2661 | 26.8931 | 29.6689 | 36.2311 | 32.9455
n2 | 2020 | Q4 | wkday | 28.3603 | 29.4143 | 33.2911 | 37.4933 | 33.2241
n2 | 2021 | Q1 | wkend | 27.4623 | 26.1168 | 28.689 | 35.2664 | 32.477
n2 | 2021 | Q1 | wkday | 27.4242 | 29.1224 | 32.2075 | 36.584 | 32.8262
n2 | 2021 | Q2 | wkend | 28.8497 | 26.8321 | 29.8999 | 35.3949 | 34.2191
n2 | 2021 | Q2 | wkday | 29.3138 | 29.6557 | 34.4012 | 36.9802 | 34.7002
n2 | 2021 | Q3 | wkend | 30.5397 | 27.9416 | 31.0694 | 36.4448 | 35.2093
n2 | 2021 | Q3 | wkday | 30.6327 | 30.5405 | 36.208 | 38.2364 | 36.0358
n2 | 2021 | Q4 | wkend | 28.286 | 26.9121 | 29.6897 | 36.2566 | 32.9687
n2 | 2021 | Q4 | wkday | 28.3796 | 29.4231 | 33.3162 | 37.521 | 33.2477
n2 | 2022 | Q1 | wkend | 27.7393 | 26.3802 | 28.9784 | 35.622 | 32.8045
n2 | 2022 | Q1 | wkday | 27.7253 | 29.4572 | 32.5667 | 36.9634 | 33.1835
n2 | 2022 | Q2 | wkend | 29.1407 | 27.1026 | 30.2014 | 35.7519 | 34.5642
n2 | 2022 | Q2 | wkday | 29.6285 | 29.9715 | 34.7816 | 37.3524 | 35.0663
n2 | 2022 | Q3 | wkend | 30.8477 | 28.2233 | 31.3827 | 36.8123 | 35.5644
n2 | 2022 | Q3 | wkday | 30.9091 | 30.8391 | 36.5134 | 38.5997 | 36.3281
n2 | 2022 | Q4 | wkend | 28.5713 | 27.1835 | 29.9892 | 36.6222 | 33.3012
n2 | 2022 | Q4 | wkday | 28.6593 | 29.6846 | 33.656 | 37.9189 | 33.6121
n2 | 2023 | Q1 | wkend | 28.0227 | 26.6497 | 29.2744 | 35.9859 | 33.1396
n2 | 2023 | Q1 | wkday | 28.0388 | 29.7877 | 32.9264 | 37.3524 | 33.559
n2 | 2023 | Q2 | wkend | 29.4384 | 27.3795 | 30.51 | 36.1171 | 34.9173
n2 | 2023 | Q2 | wkday | 29.9405 | 30.2691 | 35.1694 | 37.7343 | 35.4414
n2 | 2023 | Q3 | wkend | 31.1629 | 28.5117 | 31.7033 | 37.1884 | 35.9277
n2 | 2023 | Q3 | wkday | 31.1753 | 31.1339 | 36.8367 | 38.9841 | 36.6553
n2 | 2023 | Q4 | wkend | 28.8706 | 27.5349 | 30.4041 | 37.0024 | 33.636
n2 | 2023 | Q4 | wkday | 28.9621 | 29.9952 | 33.9929 | 38.3099 | 33.9514
n2 | 2024 | Q1 | wkend | 28.3423 | 26.943 | 29.5997 | 36.3683 | 33.4963
n2 | 2024 | Q1 | wkday | 28.3978 | 30.1552 | 33.3456 | 37.812 | 33.9787
n2 | 2024 | Q2 | wkend | 29.7834 | 27.7004 | 30.8676 | 36.5404 | 35.3265
n2 | 2024 | Q2 | wkday | 30.3144 | 30.6286 | 35.6219 | 38.1777 | 35.8892
n2 | 2024 | Q3 | wkend | 31.4437 | 28.7938 | 32.0343 | 37.6487 | 36.3075
n2 | 2024 | Q3 | wkday | 31.5387 | 31.4976 | 37.258 | 39.4458 | 37.072
n2 | 2024 | Q4 | wkend | 29.1808 | 27.8644 | 30.7617 | 37.4372 | 34.0428
n2 | 2024 | Q4 | wkday | 29.3016 | 30.3468 | 34.3913 | 38.7589 | 34.3494
n2 | 2025 | Q1 | wkend | 28.7425 | 27.3094 | 30.0233 | 36.811 | 33.9753
n2 | 2025 | Q1 | wkday | 28.772 | 30.5525 | 33.785 | 38.3102 | 34.4264
n2 | 2025 | Q2 | wkend | 30.2471 | 28.0981 | 31.3342 | 37.0423 | 35.8669
n2 | 2025 | Q2 | wkday | 30.7138 | 31.0321 | 36.0912 | 38.6807 | 36.3621
n2 | 2025 | Q3 | wkend | 31.7879 | 29.1362 | 32.4335 | 38.1651 | 36.6885
n2 | 2025 | Q3 | wkday | 31.9543 | 31.9126 | 37.7489 | 39.9655 | 37.5605
n2 | 2025 | Q4 | wkend | 29.5366 | 28.2305 | 31.1314 | 37.9071 | 34.4842
n2 | 2025 | Q4 | wkday | 29.6924 | 30.7164 | 34.7906 | 39.2565 | 34.7874
n2 | 2026 | Q1 | wkend | 29.22 | 27.7461 | 30.5081 | 37.3721 | 34.5281
n2 | 2026 | Q1 | wkday | 29.2222 | 31.0219 | 34.3437 | 38.9377 | 35.0046
n2 | 2026 | Q2 | wkend | 30.7956 | 28.5645 | 31.8609 | 37.6758 | 36.5483
n2 | 2026 | Q2 | wkday | 31.1821 | 31.5053 | 36.6415 | 39.2705 | 36.9165
n2 | 2026 | Q3 | wkend | 32.2665 | 29.5931 | 32.9374 | 38.7323 | 37.1933
n2 | 2026 | Q3 | wkday | 32.414 | 32.3861 | 38.3025 | 40.5681 | 38.099
n2 | 2026 | Q4 | wkend | 29.987 | 28.6609 | 31.606 | 38.485 | 35.01
n2 | 2026 | Q4 | wkday | 30.1159 | 31.1687 | 35.2315 | 39.7918 | 35.254
n2 | 2027 | Q1 | wkend | 29.6911 | 28.1934 | 31 | 37.9746 | 35.0848
n2 | 2027 | Q1 | wkday | 29.7447 | 31.5453 | 34.9553 | 39.6049 | 35.6273
n2 | 2027 | Q2 | wkend | 31.2921 | 29.025 | 32.3746 | 38.2832 | 37.1376
n2 | 2027 | Q2 | wkday | 31.7347 | 32.0472 | 37.299 | 39.9388 | 37.576
n2 | 2027 | Q3 | wkend | 32.7867 | 30.0702 | 33.4684 | 39.3567 | 37.7929
n2 | 2027 | Q3 | wkday | 32.8978 | 32.8868 | 38.8637 | 41.2017 | 38.6384
n2 | 2027 | Q4 | wkend | 30.4704 | 29.123 | 32.1156 | 39.1055 | 35.5744
n2 | 2027 | Q4 | wkday | 30.5376 | 31.6334 | 35.7239 | 40.3759 | 35.7705
n2 | 2028 | Q1 | wkend | 30.2848 | 28.7571 | 31.6199 | 38.7339 | 35.7863
n2 | 2028 | Q1 | wkday | 30.3775 | 32.1822 | 35.6786 | 40.4072 | 36.3852
n2 | 2028 | Q2 | wkend | 31.9178 | 29.6054 | 33.0219 | 39.0487 | 37.8802
n2 | 2028 | Q2 | wkday | 32.4157 | 32.7128 | 38.1126 | 40.7734 | 38.3907
n2 | 2028 | Q3 | wkend | 33.4423 | 30.6715 | 34.1377 | 40.1437 | 38.5486
n2 | 2028 | Q3 | wkday | 33.5098 | 33.5259 | 39.5897 | 42.0066 | 39.344
n2 | 2028 | Q4 | wkend | 31.0797 | 29.7054 | 32.7578 | 39.8874 | 36.2858
n2 | 2028 | Q4 | wkday | 31.1022 | 32.2375 | 36.3857 | 41.1533 | 36.4432
n2 | 2029 | Q1 | wkend | 30.9237 | 29.3638 | 32.2869 | 39.551 | 36.5412
n2 | 2029 | Q1 | wkday | 31.0565 | 32.8778 | 36.4907 | 41.2648 | 37.1939
n2 | 2029 | Q2 | wkend | 32.5911 | 30.2299 | 33.7185 | 39.8724 | 38.6793
n2 | 2029 | Q2 | wkday | 33.1498 | 33.438 | 38.9657 | 41.663 | 39.2524
n2 | 2029 | Q3 | wkend | 34.1478 | 31.3185 | 34.8578 | 40.9905 | 39.3618
n2 | 2029 | Q3 | wkday | 34.1813 | 34.2149 | 40.3813 | 42.8838 | 40.1178
n2 | 2029 | Q4 | wkend | 31.7353 | 30.332 | 33.4488 | 40.7289 | 37.0512
n2 | 2029 | Q4 | wkday | 31.7092 | 32.897 | 37.1038 | 42.0011 | 37.175
n2 | 2030 | Q1 | wkend | 31.5883 | 29.9949 | 32.9809 | 40.4011 | 37.3266
n2 | 2030 | Q1 | wkday | 31.7532 | 33.5747 | 37.3141 | 42.1578 | 38.0302
n2 | 2030 | Q2 | wkend | 33.2916 | 30.8797 | 34.4433 | 40.7295 | 39.5106
n2 | 2030 | Q2 | wkday | 33.9059 | 34.1906 | 39.8551 | 42.5949 | 40.1455
n2 | 2030 | Q3 | wkend | 34.8818 | 31.9916 | 35.6071 | 41.8716 | 40.2078
n2 | 2030 | Q3 | wkday | 34.8736 | 34.9272 | 41.228 | 43.8207 | 40.9579
n2 | 2030 | Q4 | wkend | 32.3703 | 31.0733 | 34.1939 | 41.5358 | 37.7648
n2 | 2030 | Q4 | wkday | 32.3814 | 33.6045 | 37.8674 | 42.8836 | 37.9465
n2 | 2031 | Q1 | wkend | 32.3199 | 30.6544 | 33.7307 | 41.2895 | 38.1751
n2 | 2031 | Q1 | wkday | 32.4412 | 34.2305 | 38.0331 | 43.0312 | 38.8326
n2 | 2031 | Q2 | wkend | 34.0194 | 31.5547 | 35.1962 | 41.6198 | 40.3743
n2 | 2031 | Q2 | wkday | 34.7038 | 35.0286 | 40.8811 | 43.5893 | 41.0965
n2 | 2031 | Q3 | wkend | 35.6039 | 32.6724 | 36.3734 | 42.8365 | 41.0649
n2 | 2031 | Q3 | wkday | 35.6368 | 35.6998 | 42.1354 | 44.792 | 41.8533
n2 | 2031 | Q4 | wkend | 32.9559 | 31.7109 | 34.8749 | 42.366 | 38.5112
n2 | 2031 | Q4 | wkday | 33.0892 | 34.339 | 38.6951 | 43.821 | 38.776
n2 | 2032 | Q1 | wkend | 32.9404 | 31.2518 | 34.4219 | 42.0794 | 38.9489
n2 | 2032 | Q1 | wkday | 33.0897 | 34.9148 | 38.7934 | 43.8915 | 39.609
n2 | 2032 | Q2 | wkend | 34.8429 | 32.2906 | 36.0107 | 42.4811 | 41.2897
n2 | 2032 | Q2 | wkday | 35.3976 | 35.7289 | 41.6984 | 44.4607 | 41.9181
n2 | 2032 | Q3 | wkend | 36.3297 | 33.3679 | 37.1135 | 43.7733 | 41.8537
n2 | 2032 | Q3 | wkday | 36.3492 | 36.4135 | 42.9777 | 45.6874 | 42.69
n2 | 2032 | Q4 | wkend | 33.5277 | 32.2785 | 35.5029 | 43.1563 | 39.2082
n2 | 2032 | Q4 | wkday | 33.7331 | 34.9698 | 39.3978 | 44.6679 | 39.534
n2 | 2033 | Q1 | wkend | 33.637 | 31.8906 | 35.1218 | 42.9062 | 39.7891
n2 | 2033 | Q1 | wkday | 33.7417 | 35.596 | 39.5581 | 44.7457 | 40.3993
n2 | 2033 | Q2 | wkend | 35.6183 | 32.9796 | 36.7953 | 43.3364 | 42.183
n2 | 2033 | Q2 | wkday | 36.0983 | 36.4362 | 42.5238 | 45.3409 | 42.7479
n2 | 2033 | Q3 | wkend | 37.0513 | 34.0387 | 37.8546 | 44.6969 | 42.6599
n2 | 2033 | Q3 | wkday | 37.0649 | 37.0783 | 43.7287 | 46.5786 | 43.5006
n2 | 2033 | Q4 | wkend | 34.1914 | 32.9175 | 36.2057 | 44.0107 | 39.9844
n2 | 2033 | Q4 | wkday | 34.359 | 35.6993 | 40.2085 | 45.5478 | 40.2993
n2 | 2034 | Q1 | wkend | 34.5227 | 32.7303 | 36.0466 | 44.036 | 40.8368
n2 | 2034 | Q1 | wkday | 34.6561 | 36.4622 | 40.5165 | 45.8769 | 41.473
n2 | 2034 | Q2 | wkend | 36.5562 | 33.848 | 37.7642 | 44.4775 | 43.2938
n2 | 2034 | Q2 | wkday | 37.0696 | 37.4686 | 43.8137 | 46.6091 | 43.9243
n2 | 2034 | Q3 | wkend | 38.0269 | 34.9349 | 38.8514 | 45.8738 | 43.7831
n2 | 2034 | Q3 | wkday | 38.0206 | 38.0464 | 44.8556 | 47.8233 | 44.6311
n2 | 2034 | Q4 | wkend | 35.0917 | 33.7843 | 37.159 | 45.1695 | 41.0372
n2 | 2034 | Q4 | wkday | 35.2364 | 36.6364 | 41.186 | 46.6941 | 41.3065
n2 | 2035 | Q1 | wkend | 35.4019 | 33.5639 | 36.9646 | 45.1575 | 41.8768
n2 | 2035 | Q1 | wkday | 35.5573 | 37.3625 | 41.5924 | 47.0407 | 42.5456
n2 | 2035 | Q2 | wkend | 37.4872 | 34.71 | 38.7259 | 45.6103 | 44.3964
n2 | 2035 | Q2 | wkday | 38.0605 | 38.4776 | 44.9723 | 47.8156 | 45.1119
n2 | 2035 | Q3 | wkend | 38.9953 | 35.8247 | 39.8409 | 47.0421 | 44.8982
n2 | 2035 | Q3 | wkday | 38.9778 | 38.999 | 45.9795 | 49.0846 | 45.7488
n2 | 2035 | Q4 | wkend | 35.9855 | 34.6447 | 38.1054 | 46.3199 | 42.0823
n2 | 2035 | Q4 | wkday | 36.0705 | 37.5414 | 42.1545 | 47.8205 | 42.2911
n2 | 2036 | Q1 | wkend | 36.2941 | 34.4097 | 37.8962 | 46.2955 | 42.9322
n2 | 2036 | Q1 | wkday | 36.4829 | 38.3121 | 42.7066 | 48.2382 | 43.6603
n2 | 2036 | Q2 | wkend | 38.4319 | 35.5848 | 39.7019 | 46.7597 | 45.5152
n2 | 2036 | Q2 | wkday | 39.0662 | 39.4836 | 46.1574 | 49.0495 | 46.3123
n2 | 2036 | Q3 | wkend | 39.9781 | 36.7275 | 40.8449 | 48.2276 | 46.0297
n2 | 2036 | Q3 | wkday | 39.9527 | 39.9919 | 47.1075 | 50.3106 | 46.8313
n2 | 2036 | Q4 | wkend | 36.8923 | 35.5178 | 39.0657 | 47.4872 | 43.1428
n2 | 2036 | Q4 | wkday | 36.9143 | 38.4457 | 43.1495 | 49.0064 | 43.3243
n2 | 2037 | Q1 | wkend | 37.1992 | 35.2678 | 38.8412 | 47.45 | 44.0028
n2 | 2037 | Q1 | wkday | 37.4336 | 39.2623 | 43.8006 | 49.437 | 44.7843
n2 | 2037 | Q2 | wkend | 39.3903 | 36.4722 | 40.6919 | 47.9258 | 46.6502
n2 | 2037 | Q2 | wkday | 40.0895 | 40.4918 | 47.388 | 50.3261 | 47.5621
n2 | 2037 | Q3 | wkend | 40.975 | 37.6434 | 41.8635 | 49.4303 | 47.1776
n2 | 2037 | Q3 | wkday | 40.9041 | 40.9925 | 48.2222 | 51.5467 | 47.9136
n2 | 2037 | Q4 | wkend | 37.776 | 36.513 | 40.0937 | 48.6529 | 44.1629
n2 | 2037 | Q4 | wkday | 37.8085 | 39.3736 | 44.1968 | 50.2142 | 44.3855
n2 | 2038 | Q1 | wkend | 38.1728 | 36.1646 | 39.8402 | 48.6008 | 45.1174
n2 | 2038 | Q1 | wkday | 38.3566 | 40.216 | 44.8888 | 50.6327 | 45.8645
n2 | 2038 | Q2 | wkend | 40.3488 | 37.3596 | 41.682 | 49.0919 | 47.7853
n2 | 2038 | Q2 | wkday | 41.1388 | 41.514 | 48.6251 | 51.6069 | 48.8208
n2 | 2038 | Q3 | wkend | 41.8919 | 38.5198 | 42.8299 | 50.6613 | 48.2669
n2 | 2038 | Q3 | wkday | 41.8715 | 41.9891 | 49.3701 | 52.7907 | 49.0375
n2 | 2038 | Q4 | wkend | 38.5742 | 37.3538 | 41.0261 | 49.7757 | 45.1763
n2 | 2038 | Q4 | wkday | 38.7284 | 40.3316 | 45.2721 | 51.436 | 45.4654
n2 | 2039 | Q1 | wkend | 39.1522 | 37.0882 | 40.8959 | 49.7559 | 46.2638
n2 | 2039 | Q1 | wkday | 39.2937 | 41.1986 | 45.9855 | 51.8697 | 46.9851
n2 | 2039 | Q2 | wkend | 41.5495 | 38.4253 | 42.8715 | 50.4456 | 49.1926
n2 | 2039 | Q2 | wkday | 42.1439 | 42.5283 | 49.8131 | 52.8677 | 50.0136
n2 | 2039 | Q3 | wkend | 42.7884 | 39.3729 | 43.7841 | 51.9013 | 49.3207
n2 | 2039 | Q3 | wkday | 42.8945 | 43.015 | 50.5763 | 54.0805 | 50.2355
n2 | 2039 | Q4 | wkend | 39.4449 | 38.2231 | 41.9728 | 50.91 | 46.1952
n2 | 2039 | Q4 | wkday | 39.6507 | 41.2566 | 46.2856 | 52.6504 | 46.5363
n2 | 2040 | Q1 | wkend | 40.0804 | 37.9495 | 41.8462 | 50.971 | 47.4295
n2 | 2040 | Q1 | wkday | 40.2499 | 42.1857 | 47.0885 | 53.0974 | 48.1198
n2 | 2040 | Q2 | wkend | 42.7622 | 39.5125 | 44.0813 | 51.7451 | 50.5771
n2 | 2040 | Q2 | wkday | 43.142 | 43.5355 | 50.9928 | 54.1198 | 51.1981
n2 | 2040 | Q3 | wkend | 43.7183 | 40.2358 | 44.7526 | 53.0755 | 50.3295
n2 | 2040 | Q3 | wkday | 43.9041 | 44.0466 | 51.7814 | 55.4049 | 51.428
n2 | 2040 | Q4 | wkend | 40.3791 | 39.1283 | 42.9669 | 52.1158 | 47.2893
n2 | 2040 | Q4 | wkday | 40.5172 | 42.1708 | 47.2743 | 53.8105 | 47.5641
n3 | 2017 | Q1 | wkend | 18.3913 | 17.4956 | 19.1582 | 23.6567 | 21.7166
n3 | 2017 | Q1 | wkday | 18.3939 | 19.5086 | 21.5595 | 24.5428 | 22.0089
n3 | 2017 | Q2 | wkend | 19.281 | 17.9302 | 20.0122 | 23.7234 | 22.8575
n3 | 2017 | Q2 | wkday | 19.6422 | 19.8896 | 23.046 | 24.8229 | 23.2625
n3 | 2017 | Q3 | wkend | 20.5623 | 18.8184 | 20.9016 | 24.4683 | 23.7525
n3 | 2017 | Q3 | wkday | 20.6331 | 20.528 | 24.3881 | 25.6832 | 24.2792
n3 | 2017 | Q4 | wkend | 18.9874 | 18.0553 | 19.9348 | 24.352 | 22.147
n3 | 2017 | Q4 | wkday | 19.071 | 19.8473 | 22.5058 | 25.2383 | 22.3379
n3 | 2018 | Q1 | wkend | 18.2011 | 17.3259 | 19.0133 | 23.4135 | 21.5055
n3 | 2018 | Q1 | wkday | 18.1958 | 19.2984 | 21.3272 | 24.2784 | 21.7717
n3 | 2018 | Q2 | wkend | 19.1046 | 17.7738 | 19.8252 | 23.4685 | 22.6602
n3 | 2018 | Q2 | wkday | 19.4306 | 19.6753 | 22.7977 | 24.5554 | 23.0118
n3 | 2018 | Q3 | wkend | 20.2931 | 18.5728 | 20.6471 | 24.2151 | 23.4263
n3 | 2018 | Q3 | wkday | 20.4108 | 20.3068 | 24.1253 | 25.4064 | 24.0176
n3 | 2018 | Q4 | wkend | 18.7847 | 17.8723 | 19.7169 | 24.078 | 21.8945
n3 | 2018 | Q4 | wkday | 18.8723 | 19.6043 | 22.2114 | 24.9471 | 22.0908
n3 | 2019 | Q1 | wkend | 18.1278 | 17.2396 | 18.9376 | 23.2792 | 21.438
n3 | 2019 | Q1 | wkday | 18.0798 | 19.2098 | 21.2394 | 24.1409 | 21.6367
n3 | 2019 | Q2 | wkend | 19.0436 | 17.7118 | 19.7369 | 23.3641 | 22.5879
n3 | 2019 | Q2 | wkday | 19.3135 | 19.5568 | 22.6603 | 24.4075 | 22.8732
n3 | 2019 | Q3 | wkend | 20.1592 | 18.4442 | 20.5088 | 24.0571 | 23.2416
n3 | 2019 | Q3 | wkday | 20.2719 | 20.1805 | 23.964 | 25.2522 | 23.8507
n3 | 2019 | Q4 | wkend | 18.6715 | 17.7646 | 19.5981 | 23.9329 | 21.7626
n3 | 2019 | Q4 | wkday | 18.7471 | 19.4469 | 22.0057 | 24.7669 | 21.9468
n3 | 2020 | Q1 | wkend | 18.0095 | 17.1271 | 18.8139 | 23.1273 | 21.298
n3 | 2020 | Q1 | wkday | 17.9786 | 19.0949 | 21.1166 | 23.985 | 21.5074
n3 | 2020 | Q2 | wkend | 18.9193 | 17.5961 | 19.608 | 23.2116 | 22.4405
n3 | 2020 | Q2 | wkday | 19.2028 | 19.4364 | 22.5351 | 24.2526 | 22.7468
n3 | 2020 | Q3 | wkend | 20.0276 | 18.3238 | 20.375 | 23.9001 | 23.0899
n3 | 2020 | Q3 | wkday | 20.1177 | 20.0444 | 23.7802 | 25.0806 | 23.6596
n3 | 2020 | Q4 | wkend | 18.5496 | 17.6486 | 19.4702 | 23.7767 | 21.6205
n3 | 2020 | Q4 | wkday | 18.6115 | 19.3032 | 21.8473 | 24.6049 | 21.8033
n3 | 2021 | Q1 | wkend | 18.0222 | 17.1392 | 18.8272 | 23.1435 | 21.313
n3 | 2021 | Q1 | wkday | 17.9971 | 19.1116 | 21.1362 | 24.0083 | 21.5422
n3 | 2021 | Q2 | wkend | 18.9326 | 17.6085 | 19.6218 | 23.2279 | 22.4563
n3 | 2021 | Q2 | wkday | 19.2372 | 19.4616 | 22.5758 | 24.2683 | 22.772
n3 | 2021 | Q3 | wkend | 20.0417 | 18.3367 | 20.3893 | 23.9169 | 23.1061
n3 | 2021 | Q3 | wkday | 20.1027 | 20.0422 | 23.7615 | 25.0926 | 23.6485
n3 | 2021 | Q4 | wkend | 18.5627 | 17.661 | 19.4839 | 23.7934 | 21.6357
n3 | 2021 | Q4 | wkday | 18.6241 | 19.3089 | 21.8637 | 24.6232 | 21.8188
n3 | 2022 | Q1 | wkend | 18.2039 | 17.312 | 19.017 | 23.3769 | 21.5279
n3 | 2022 | Q1 | wkday | 18.1947 | 19.3313 | 21.3719 | 24.2572 | 21.7766
n3 | 2022 | Q2 | wkend | 19.1236 | 17.7861 | 19.8197 | 23.4622 | 22.6827
n3 | 2022 | Q2 | wkday | 19.4437 | 19.6688 | 22.8254 | 24.5125 | 23.0123
n3 | 2022 | Q3 | wkend | 20.2438 | 18.5216 | 20.5949 | 24.1581 | 23.3391
n3 | 2022 | Q3 | wkday | 20.2841 | 20.2381 | 23.9619 | 25.331 | 23.8403
n3 | 2022 | Q4 | wkend | 18.7499 | 17.8391 | 19.6804 | 24.0333 | 21.8539
n3 | 2022 | Q4 | wkday | 18.8077 | 19.4805 | 22.0868 | 24.8843 | 22.0579
n3 | 2023 | Q1 | wkend | 18.3899 | 17.4888 | 19.2113 | 23.6157 | 21.7479
n3 | 2023 | Q1 | wkday | 18.4005 | 19.5482 | 21.6079 | 24.5125 | 22.0231
n3 | 2023 | Q2 | wkend | 19.3189 | 17.9678 | 20.0222 | 23.7018 | 22.9145
n3 | 2023 | Q2 | wkday | 19.6485 | 19.8641 | 23.0799 | 24.7631 | 23.2584
n3 | 2023 | Q3 | wkend | 20.4506 | 18.7108 | 20.8053 | 24.4049 | 23.5776
n3 | 2023 | Q3 | wkday | 20.4588 | 20.4316 | 24.1741 | 25.5833 | 24.055
n3 | 2023 | Q4 | wkend | 18.9463 | 18.0697 | 19.9527 | 24.2828 | 22.0736
n3 | 2023 | Q4 | wkday | 19.0064 | 19.6844 | 22.3078 | 25.1409 | 22.2806
n3 | 2024 | Q1 | wkend | 18.5996 | 17.6813 | 19.4248 | 23.8667 | 21.9819
n3 | 2024 | Q1 | wkday | 18.6361 | 19.7893 | 21.8831 | 24.8141 | 22.2985
n3 | 2024 | Q2 | wkend | 19.5454 | 18.1784 | 20.2569 | 23.9797 | 23.183
n3 | 2024 | Q2 | wkday | 19.8938 | 20.1 | 23.3769 | 25.0541 | 23.5523
n3 | 2024 | Q3 | wkend | 20.6349 | 18.896 | 21.0225 | 24.707 | 23.8268
n3 | 2024 | Q3 | wkday | 20.6973 | 20.6703 | 24.4506 | 25.8863 | 24.3285
n3 | 2024 | Q4 | wkend | 19.1499 | 18.286 | 20.1874 | 24.5682 | 22.3406
n3 | 2024 | Q4 | wkday | 19.2292 | 19.9151 | 22.5693 | 25.4355 | 22.5418
n3 | 2025 | Q1 | wkend | 18.8623 | 17.9218 | 19.7028 | 24.1572 | 22.2963
n3 | 2025 | Q1 | wkday | 18.8816 | 20.0501 | 22.1714 | 25.1411 | 22.5923
n3 | 2025 | Q2 | wkend | 19.8497 | 18.4394 | 20.5631 | 24.309 | 23.5377
n3 | 2025 | Q2 | wkday | 20.1559 | 20.3648 | 23.6849 | 25.3842 | 23.8626
n3 | 2025 | Q3 | wkend | 20.8608 | 19.1207 | 21.2845 | 25.0458 | 24.0768
n3 | 2025 | Q3 | wkday | 20.97 | 20.9426 | 24.7727 | 26.2274 | 24.6491
n3 | 2025 | Q4 | wkend | 19.3834 | 18.5263 | 20.43 | 24.8765 | 22.6303
n3 | 2025 | Q4 | wkday | 19.4857 | 20.1577 | 22.8313 | 25.7621 | 22.8292
n3 | 2026 | Q1 | wkend | 19.1756 | 18.2083 | 20.021 | 24.5254 | 22.6591
n3 | 2026 | Q1 | wkday | 19.1771 | 20.3582 | 22.538 | 25.5529 | 22.9718
n3 | 2026 | Q2 | wkend | 20.2096 | 18.7454 | 20.9087 | 24.7247 | 23.9848
n3 | 2026 | Q2 | wkday | 20.4632 | 20.6753 | 24.046 | 25.7713 | 24.2264
n3 | 2026 | Q3 | wkend | 21.1749 | 19.4205 | 21.6152 | 25.4181 | 24.4081
n3 | 2026 | Q3 | wkday | 21.2717 | 21.2534 | 25.136 | 26.6228 | 25.0025
n3 | 2026 | Q4 | wkend | 19.679 | 18.8087 | 20.7415 | 25.2558 | 22.9753
n3 | 2026 | Q4 | wkday | 19.7635 | 20.4545 | 23.1207 | 26.1134 | 23.1354
n3 | 2027 | Q1 | wkend | 19.4848 | 18.5019 | 20.3437 | 24.9208 | 23.0244
n3 | 2027 | Q1 | wkday | 19.52 | 20.7016 | 22.9394 | 25.9907 | 23.3804
n3 | 2027 | Q2 | wkend | 20.5354 | 19.0477 | 21.2458 | 25.1233 | 24.3715
n3 | 2027 | Q2 | wkday | 20.8259 | 21.031 | 24.4775 | 26.2099 | 24.6592
n3 | 2027 | Q3 | wkend | 21.5163 | 19.7336 | 21.9637 | 25.8278 | 24.8016
n3 | 2027 | Q3 | wkday | 21.5892 | 21.582 | 25.5043 | 27.0386 | 25.3564
n3 | 2027 | Q4 | wkend | 19.9962 | 19.112 | 21.0759 | 25.663 | 23.3457
n3 | 2027 | Q4 | wkday | 20.0403 | 20.7594 | 23.4438 | 26.4967 | 23.4744
n3 | 2028 | Q1 | wkend | 19.8744 | 18.8719 | 20.7505 | 25.4191 | 23.4848
n3 | 2028 | Q1 | wkday | 19.9352 | 21.1196 | 23.4141 | 26.5172 | 23.8778
n3 | 2028 | Q2 | wkend | 20.9461 | 19.4285 | 21.6706 | 25.6257 | 24.8589
n3 | 2028 | Q2 | wkday | 21.2728 | 21.4678 | 25.0114 | 26.7576 | 25.1939
n3 | 2028 | Q3 | wkend | 21.9465 | 20.1281 | 22.4028 | 26.3443 | 25.2975
n3 | 2028 | Q3 | wkday | 21.9908 | 22.0014 | 25.9807 | 27.5669 | 25.8195
n3 | 2028 | Q4 | wkend | 20.3961 | 19.4941 | 21.4973 | 26.1761 | 23.8125
n3 | 2028 | Q4 | wkday | 20.4108 | 21.1558 | 23.8781 | 27.0069 | 23.9158
n3 | 2029 | Q1 | wkend | 20.2937 | 19.27 | 21.1883 | 25.9553 | 23.9802
n3 | 2029 | Q1 | wkday | 20.3808 | 21.5761 | 23.947 | 27.08 | 24.4085
n3 | 2029 | Q2 | wkend | 21.3879 | 19.8384 | 22.1278 | 26.1663 | 25.3833
n3 | 2029 | Q2 | wkday | 21.7545 | 21.9437 | 25.5713 | 27.3414 | 25.7594
n3 | 2029 | Q3 | wkend | 22.4095 | 20.5528 | 22.8754 | 26.9 | 25.8312
n3 | 2029 | Q3 | wkday | 22.4315 | 22.4535 | 26.5002 | 28.1425 | 26.3273
n3 | 2029 | Q4 | wkend | 20.8263 | 19.9054 | 21.9508 | 26.7283 | 24.3149
n3 | 2029 | Q4 | wkday | 20.8091 | 21.5886 | 24.3494 | 27.5632 | 24.3961
n3 | 2030 | Q1 | wkend | 20.7299 | 19.6842 | 21.6437 | 26.5132 | 24.4956
n3 | 2030 | Q1 | wkday | 20.838 | 22.0334 | 24.4874 | 27.666 | 24.9573
n3 | 2030 | Q2 | wkend | 21.8476 | 20.2648 | 22.6034 | 26.7287 | 25.9289
n3 | 2030 | Q2 | wkday | 22.2507 | 22.4376 | 26.1549 | 27.9529 | 26.3455
n3 | 2030 | Q3 | wkend | 22.8912 | 20.9945 | 23.3671 | 27.4782 | 26.3864
n3 | 2030 | Q3 | wkday | 22.8858 | 22.921 | 27.0559 | 28.7573 | 26.8786
n3 | 2030 | Q4 | wkend | 21.243 | 20.3919 | 22.4397 | 27.2579 | 24.7832
n3 | 2030 | Q4 | wkday | 21.2503 | 22.0529 | 24.8505 | 28.1424 | 24.9024
n3 | 2031 | Q1 | wkend | 21.2099 | 20.1169 | 22.1358 | 27.0962 | 25.0524
n3 | 2031 | Q1 | wkday | 21.2895 | 22.4638 | 24.9592 | 28.2392 | 25.4839
n3 | 2031 | Q2 | wkend | 22.3252 | 20.7078 | 23.0975 | 27.313 | 26.4956
n3 | 2031 | Q2 | wkday | 22.7744 | 22.9875 | 26.8282 | 28.6055 | 26.9696
n3 | 2031 | Q3 | wkend | 23.3651 | 21.4413 | 23.87 | 28.1114 | 26.9489
n3 | 2031 | Q3 | wkday | 23.3866 | 23.428 | 27.6513 | 29.3947 | 27.4662
n3 | 2031 | Q4 | wkend | 21.6273 | 20.8103 | 22.8867 | 27.8027 | 25.273
n3 | 2031 | Q4 | wkday | 21.7148 | 22.535 | 25.3937 | 28.7575 | 25.4467
n3 | 2032 | Q1 | wkend | 21.6172 | 20.509 | 22.5894 | 27.6146 | 25.5602
n3 | 2032 | Q1 | wkday | 21.7151 | 22.9128 | 25.4582 | 28.8038 | 25.9934
n3 | 2032 | Q2 | wkend | 22.8656 | 21.1907 | 23.632 | 27.8782 | 27.0964
n3 | 2032 | Q2 | wkday | 23.2297 | 23.4471 | 27.3645 | 29.1774 | 27.5087
n3 | 2032 | Q3 | wkend | 23.8414 | 21.8977 | 24.3557 | 28.7262 | 27.4665
n3 | 2032 | Q3 | wkday | 23.8542 | 23.8963 | 28.2041 | 29.9824 | 28.0153
n3 | 2032 | Q4 | wkend | 22.0026 | 21.1828 | 23.2988 | 28.3214 | 25.7304
n3 | 2032 | Q4 | wkday | 22.1374 | 22.9489 | 25.8548 | 29.3133 | 25.9442
n3 | 2033 | Q1 | wkend | 22.0743 | 20.9282 | 23.0487 | 28.1572 | 26.1116
n3 | 2033 | Q1 | wkday | 22.143 | 23.3599 | 25.96 | 29.3643 | 26.512
n3 | 2033 | Q2 | wkend | 23.3745 | 21.6429 | 24.1469 | 28.4395 | 27.6826
n3 | 2033 | Q2 | wkday | 23.6895 | 23.9112 | 27.9063 | 29.755 | 28.0533
n3 | 2033 | Q3 | wkend | 24.3149 | 22.3379 | 24.8421 | 29.3323 | 27.9955
n3 | 2033 | Q3 | wkday | 24.3238 | 24.3326 | 28.697 | 30.5672 | 28.5473
n3 | 2033 | Q4 | wkend | 22.4381 | 21.6021 | 23.76 | 28.882 | 26.2397
n3 | 2033 | Q4 | wkday | 22.5481 | 23.4276 | 26.3869 | 29.8907 | 26.4464
n3 | 2034 | Q1 | wkend | 22.6555 | 21.4793 | 23.6556 | 28.8986 | 26.7992
n3 | 2034 | Q1 | wkday | 22.743 | 23.9283 | 26.5889 | 30.1067 | 27.2167
n3 | 2034 | Q2 | wkend | 23.99 | 22.2127 | 24.7827 | 29.1884 | 28.4115
n3 | 2034 | Q2 | wkday | 24.327 | 24.5888 | 28.7528 | 30.5872 | 28.8253
n3 | 2034 | Q3 | wkend | 24.9551 | 22.9261 | 25.4962 | 30.1047 | 28.7327
n3 | 2034 | Q3 | wkday | 24.951 | 24.9679 | 29.4365 | 31.3841 | 29.2891
n3 | 2034 | Q4 | wkend | 23.029 | 22.1709 | 24.3856 | 29.6425 | 26.9307
n3 | 2034 | Q4 | wkday | 23.1239 | 24.0426 | 27.0283 | 30.643 | 27.1074
n3 | 2035 | Q1 | wkend | 23.2325 | 22.0263 | 24.258 | 29.6346 | 27.4817
n3 | 2035 | Q1 | wkday | 23.3345 | 24.5191 | 27.295 | 30.8704 | 27.9206
n3 | 2035 | Q2 | wkend | 24.601 | 22.7785 | 25.4139 | 29.9318 | 29.1351
n3 | 2035 | Q2 | wkday | 24.9772 | 25.2509 | 29.5131 | 31.379 | 29.6047
n3 | 2035 | Q3 | wkend | 25.5907 | 23.5099 | 26.1456 | 30.8714 | 29.4645
n3 | 2035 | Q3 | wkday | 25.5792 | 25.5931 | 30.1741 | 32.2118 | 30.0226
n3 | 2035 | Q4 | wkend | 23.6155 | 22.7356 | 25.0067 | 30.3974 | 27.6165
n3 | 2035 | Q4 | wkday | 23.6712 | 24.6366 | 27.6639 | 31.3822 | 27.7535
n3 | 2036 | Q1 | wkend | 23.818 | 22.5814 | 24.8694 | 30.3814 | 28.1742
n3 | 2036 | Q1 | wkday | 23.9419 | 25.1423 | 28.0262 | 31.6563 | 28.6521
n3 | 2036 | Q2 | wkend | 25.221 | 23.3525 | 26.0544 | 30.6861 | 29.8693
n3 | 2036 | Q2 | wkday | 25.6372 | 25.9111 | 30.2908 | 32.1887 | 30.3925
n3 | 2036 | Q3 | wkend | 26.2356 | 24.1024 | 26.8045 | 31.6494 | 30.207
n3 | 2036 | Q3 | wkday | 26.219 | 26.2447 | 30.9143 | 33.0163 | 30.7331
n3 | 2036 | Q4 | wkend | 24.2106 | 23.3085 | 25.6369 | 31.1635 | 28.3125
n3 | 2036 | Q4 | wkday | 24.225 | 25.23 | 28.3169 | 32.1605 | 28.4315
n3 | 2037 | Q1 | wkend | 24.412 | 23.1445 | 25.4895 | 31.1391 | 28.8768
n3 | 2037 | Q1 | wkday | 24.5658 | 25.7659 | 28.7441 | 32.4431 | 29.3897
n3 | 2037 | Q2 | wkend | 25.8499 | 23.9349 | 26.7041 | 31.4513 | 30.6142
n3 | 2037 | Q2 | wkday | 26.3087 | 26.5727 | 31.0984 | 33.0265 | 31.2126
n3 | 2037 | Q3 | wkend | 26.8899 | 24.7035 | 27.4729 | 32.4386 | 30.9603
n3 | 2037 | Q3 | wkday | 26.8433 | 26.9013 | 31.6458 | 33.8275 | 31.4433
n3 | 2037 | Q4 | wkend | 24.7905 | 23.9617 | 26.3115 | 31.9284 | 28.9819
n3 | 2037 | Q4 | wkday | 24.8118 | 25.8389 | 29.0041 | 32.9531 | 29.128
n3 | 2038 | Q1 | wkend | 25.0509 | 23.733 | 26.1451 | 31.8942 | 29.6083
n3 | 2038 | Q1 | wkday | 25.1715 | 26.3918 | 29.4583 | 33.2277 | 30.0986
n3 | 2038 | Q2 | wkend | 26.4789 | 24.5172 | 27.3538 | 32.2165 | 31.3591
n3 | 2038 | Q2 | wkday | 26.9973 | 27.2436 | 31.9102 | 33.867 | 32.0387
n3 | 2038 | Q3 | wkend | 27.4916 | 25.2786 | 28.1071 | 33.2465 | 31.6751
n3 | 2038 | Q3 | wkday | 27.4782 | 27.5554 | 32.3991 | 34.6439 | 32.1808
n3 | 2038 | Q4 | wkend | 25.3143 | 24.5134 | 26.9234 | 32.6653 | 29.647
n3 | 2038 | Q4 | wkday | 25.4155 | 26.4676 | 29.7098 | 33.7549 | 29.8367
n3 | 2039 | Q1 | wkend | 25.6936 | 24.3391 | 26.8379 | 32.6523 | 30.3606
n3 | 2039 | Q1 | wkday | 25.7865 | 27.0366 | 30.178 | 34.0395 | 30.834
n3 | 2039 | Q2 | wkend | 27.2669 | 25.2166 | 28.1344 | 33.1049 | 32.2827
n3 | 2039 | Q2 | wkday | 27.6569 | 27.9092 | 32.6898 | 34.6944 | 32.8214
n3 | 2039 | Q3 | wkend | 28.0799 | 25.8385 | 28.7333 | 34.0602 | 32.3667
n3 | 2039 | Q3 | wkday | 28.1495 | 28.2286 | 33.1907 | 35.4903 | 32.9671
n3 | 2039 | Q4 | wkend | 25.8857 | 25.0839 | 27.5447 | 33.4097 | 30.3156
n3 | 2039 | Q4 | wkday | 26.0208 | 27.0747 | 30.375 | 34.5518 | 30.5394
n3 | 2040 | Q1 | wkend | 26.3028 | 24.9044 | 27.4615 | 33.4497 | 31.1256
n3 | 2040 | Q1 | wkday | 26.414 | 27.6843 | 30.9018 | 34.8451 | 31.5786
n3 | 2040 | Q2 | wkend | 28.0627 | 25.9301 | 28.9284 | 33.9577 | 33.1912
n3 | 2040 | Q2 | wkday | 28.3119 | 28.5702 | 33.464 | 35.5161 | 33.5987
n3 | 2040 | Q3 | wkend | 28.6902 | 26.4047 | 29.3689 | 34.8308 | 33.0288
n3 | 2040 | Q3 | wkday | 28.8121 | 28.9056 | 33.9815 | 36.3595 | 33.7496
n3 | 2040 | Q4 | wkend | 26.4988 | 25.678 | 28.197 | 34.201 | 31.0336
n3 | 2040 | Q4 | wkday | 26.5894 | 27.6746 | 31.0238 | 35.3132 | 31.214
n4 | 2017 | Q1 | wkend | 13.1366 | 12.4968 | 13.6844 | 16.8976 | 15.5119
n4 | 2017 | Q1 | wkday | 13.1385 | 13.9347 | 15.3996 | 17.5306 | 15.7206
n4 | 2017 | Q2 | wkend | 13.7722 | 12.8073 | 14.2944 | 16.9453 | 16.3268
n4 | 2017 | Q2 | wkday | 14.0302 | 14.2069 | 16.4614 | 17.7306 | 16.616
n4 | 2017 | Q3 | wkend | 14.6874 | 13.4417 | 14.9297 | 17.4773 | 16.9661
n4 | 2017 | Q3 | wkday | 14.7379 | 14.6628 | 17.42 | 18.3451 | 17.3423
n4 | 2017 | Q4 | wkend | 13.5624 | 12.8967 | 14.2391 | 17.3943 | 15.8193
n4 | 2017 | Q4 | wkday | 13.6221 | 14.1766 | 16.0756 | 18.0273 | 15.9556
n4 | 2018 | Q1 | wkend | 13.0008 | 12.3756 | 13.581 | 16.7239 | 15.3611
n4 | 2018 | Q1 | wkday | 12.997 | 13.7846 | 15.2337 | 17.3417 | 15.5512
n4 | 2018 | Q2 | wkend | 13.6461 | 12.6955 | 14.1608 | 16.7632 | 16.1859
n4 | 2018 | Q2 | wkday | 13.879 | 14.0538 | 16.284 | 17.5396 | 16.437
n4 | 2018 | Q3 | wkend | 14.4951 | 13.2663 | 14.7479 | 17.2965 | 16.7331
n4 | 2018 | Q3 | wkday | 14.5791 | 14.5049 | 17.2323 | 18.1474 | 17.1554
n4 | 2018 | Q4 | wkend | 13.4177 | 12.7659 | 14.0835 | 17.1986 | 15.6389
n4 | 2018 | Q4 | wkday | 13.4802 | 14.0031 | 15.8653 | 17.8193 | 15.7791
n4 | 2019 | Q1 | wkend | 12.9484 | 12.314 | 13.5268 | 16.628 | 15.3128
n4 | 2019 | Q1 | wkday | 12.9141 | 13.7213 | 15.171 | 17.2435 | 15.4548
n4 | 2019 | Q2 | wkend | 13.6026 | 12.6513 | 14.0978 | 16.6886 | 16.1342
n4 | 2019 | Q2 | wkday | 13.7954 | 13.9691 | 16.1859 | 17.4339 | 16.338
n4 | 2019 | Q3 | wkend | 14.3994 | 13.1744 | 14.6492 | 17.1836 | 16.6011
n4 | 2019 | Q3 | wkday | 14.4799 | 14.4146 | 17.1172 | 18.0373 | 17.0362
n4 | 2019 | Q4 | wkend | 13.3368 | 12.689 | 13.9987 | 17.0949 | 15.5447
n4 | 2019 | Q4 | wkday | 13.3908 | 13.8907 | 15.7184 | 17.6907 | 15.6763
n4 | 2020 | Q1 | wkend | 12.8639 | 12.2336 | 13.4385 | 16.5195 | 15.2129
n4 | 2020 | Q1 | wkday | 12.8419 | 13.6392 | 15.0833 | 17.1321 | 15.3624
n4 | 2020 | Q2 | wkend | 13.5138 | 12.5687 | 14.0057 | 16.5797 | 16.0289
n4 | 2020 | Q2 | wkday | 13.7163 | 13.8831 | 16.0965 | 17.3233 | 16.2477
n4 | 2020 | Q3 | wkend | 14.3054 | 13.0884 | 14.5535 | 17.0715 | 16.4928
n4 | 2020 | Q3 | wkday | 14.3698 | 14.3175 | 16.9859 | 17.9147 | 16.8997
n4 | 2020 | Q4 | wkend | 13.2497 | 12.6062 | 13.9073 | 16.9833 | 15.4432
n4 | 2020 | Q4 | wkday | 13.2939 | 13.788 | 15.6052 | 17.575 | 15.5738
n4 | 2021 | Q1 | wkend | 12.873 | 12.2423 | 13.448 | 16.5311 | 15.2236
n4 | 2021 | Q1 | wkday | 12.8551 | 13.6511 | 15.0973 | 17.1488 | 15.3873
n4 | 2021 | Q2 | wkend | 13.5233 | 12.5775 | 14.0156 | 16.5914 | 16.0402
n4 | 2021 | Q2 | wkday | 13.7408 | 13.9011 | 16.1255 | 17.3345 | 16.2657
n4 | 2021 | Q3 | wkend | 14.3155 | 13.0976 | 14.5638 | 17.0835 | 16.5044
n4 | 2021 | Q3 | wkday | 14.3591 | 14.3159 | 16.9725 | 17.9233 | 16.8918
n4 | 2021 | Q4 | wkend | 13.2591 | 12.615 | 13.9171 | 16.9953 | 15.4541
n4 | 2021 | Q4 | wkday | 13.303 | 13.7921 | 15.617 | 17.588 | 15.5848
n4 | 2022 | Q1 | wkend | 13.0028 | 12.3657 | 13.5836 | 16.6978 | 15.3771
n4 | 2022 | Q1 | wkday | 12.9962 | 13.808 | 15.2656 | 17.3266 | 15.5547
n4 | 2022 | Q2 | wkend | 13.6597 | 12.7044 | 14.1569 | 16.7587 | 16.2019
n4 | 2022 | Q2 | wkday | 13.8884 | 14.0492 | 16.3039 | 17.509 | 16.4373
n4 | 2022 | Q3 | wkend | 14.4599 | 13.2297 | 14.7107 | 17.2558 | 16.6708
n4 | 2022 | Q3 | wkday | 14.4887 | 14.4558 | 17.1157 | 18.0936 | 17.0288
n4 | 2022 | Q4 | wkend | 13.3928 | 12.7422 | 14.0574 | 17.1667 | 15.6099
n4 | 2022 | Q4 | wkday | 13.434 | 13.9146 | 15.7763 | 17.7745 | 15.7557
n4 | 2023 | Q1 | wkend | 13.1356 | 12.492 | 13.7224 | 16.8684 | 15.5342
n4 | 2023 | Q1 | wkday | 13.1432 | 13.963 | 15.4342 | 17.509 | 15.7308
n4 | 2023 | Q2 | wkend | 13.7992 | 12.8341 | 14.3015 | 16.9299 | 16.3675
n4 | 2023 | Q2 | wkday | 14.0346 | 14.1886 | 16.4857 | 17.6879 | 16.6132
n4 | 2023 | Q3 | wkend | 14.6076 | 13.3648 | 14.8609 | 17.432 | 16.8411
n4 | 2023 | Q3 | wkday | 14.6134 | 14.594 | 17.2672 | 18.2738 | 17.1822
n4 | 2023 | Q4 | wkend | 13.5331 | 12.907 | 14.2519 | 17.3449 | 15.7669
n4 | 2023 | Q4 | wkday | 13.576 | 14.0603 | 15.9342 | 17.9578 | 15.9147
n4 | 2024 | Q1 | wkend | 13.2854 | 12.6295 | 13.8749 | 17.0476 | 15.7014
n4 | 2024 | Q1 | wkday | 13.3115 | 14.1352 | 15.6308 | 17.7244 | 15.9275
n4 | 2024 | Q2 | wkend | 13.961 | 12.9846 | 14.4692 | 17.1283 | 16.5593
n4 | 2024 | Q2 | wkday | 14.2099 | 14.3572 | 16.6978 | 17.8958 | 16.8231
n4 | 2024 | Q3 | wkend | 14.7392 | 13.4971 | 15.0161 | 17.6478 | 17.0191
n4 | 2024 | Q3 | wkday | 14.7838 | 14.7645 | 17.4647 | 18.4902 | 17.3775
n4 | 2024 | Q4 | wkend | 13.6785 | 13.0614 | 14.4196 | 17.5487 | 15.9575
n4 | 2024 | Q4 | wkday | 13.7351 | 14.2251 | 16.1209 | 18.1682 | 16.1013
n4 | 2025 | Q1 | wkend | 13.4731 | 12.8013 | 14.0734 | 17.2552 | 15.9259
n4 | 2025 | Q1 | wkday | 13.4869 | 14.3215 | 15.8367 | 17.9579 | 16.1374
n4 | 2025 | Q2 | wkend | 14.1783 | 13.171 | 14.6879 | 17.3636 | 16.8126
n4 | 2025 | Q2 | wkday | 14.3971 | 14.5463 | 16.9178 | 18.1316 | 17.0447
n4 | 2025 | Q3 | wkend | 14.9006 | 13.6576 | 15.2032 | 17.8899 | 17.1977
n4 | 2025 | Q3 | wkday | 14.9786 | 14.959 | 17.6948 | 18.7338 | 17.6065
n4 | 2025 | Q4 | wkend | 13.8453 | 13.2331 | 14.5928 | 17.7689 | 16.1645
n4 | 2025 | Q4 | wkday | 13.9183 | 14.3983 | 16.3081 | 18.4015 | 16.3066
n4 | 2026 | Q1 | wkend | 13.6969 | 13.006 | 14.3007 | 17.5182 | 16.185
n4 | 2026 | Q1 | wkday | 13.6979 | 14.5415 | 16.0986 | 18.252 | 16.4084
n4 | 2026 | Q2 | wkend | 14.4354 | 13.3896 | 14.9348 | 17.6605 | 17.132
n4 | 2026 | Q2 | wkday | 14.6166 | 14.7681 | 17.1757 | 18.408 | 17.3046
n4 | 2026 | Q3 | wkend | 15.1249 | 13.8718 | 15.4394 | 18.1558 | 17.4343
n4 | 2026 | Q3 | wkday | 15.1941 | 15.181 | 17.9543 | 19.0163 | 17.8589
n4 | 2026 | Q4 | wkend | 14.0564 | 13.4348 | 14.8153 | 18.0399 | 16.4109
n4 | 2026 | Q4 | wkday | 14.1168 | 14.6103 | 16.5148 | 18.6524 | 16.5253
n4 | 2027 | Q1 | wkend | 13.9177 | 13.2156 | 14.5312 | 17.8006 | 16.446
n4 | 2027 | Q1 | wkday | 13.9428 | 14.7869 | 16.3853 | 18.5648 | 16.7003
n4 | 2027 | Q2 | wkend | 14.6682 | 13.6055 | 15.1756 | 17.9452 | 17.4082
n4 | 2027 | Q2 | wkday | 14.8756 | 15.0221 | 17.4839 | 18.7213 | 17.6137
n4 | 2027 | Q3 | wkend | 15.3688 | 14.0954 | 15.6883 | 18.4485 | 17.7154
n4 | 2027 | Q3 | wkday | 15.4209 | 15.4157 | 18.2174 | 19.3133 | 18.1117
n4 | 2027 | Q4 | wkend | 14.283 | 13.6514 | 15.0542 | 18.3307 | 16.6755
n4 | 2027 | Q4 | wkday | 14.3145 | 14.8282 | 16.7456 | 18.9262 | 16.7674
n4 | 2028 | Q1 | wkend | 14.196 | 13.4799 | 14.8218 | 18.1565 | 16.7748
n4 | 2028 | Q1 | wkday | 14.2394 | 15.0854 | 16.7244 | 18.9409 | 17.0555
n4 | 2028 | Q2 | wkend | 14.9615 | 13.8775 | 15.479 | 18.3041 | 17.7563
n4 | 2028 | Q2 | wkday | 15.1949 | 15.3341 | 17.8653 | 19.1125 | 17.9957
n4 | 2028 | Q3 | wkend | 15.6761 | 14.3772 | 16.002 | 18.8174 | 18.0697
n4 | 2028 | Q3 | wkday | 15.7077 | 15.7153 | 18.5577 | 19.6906 | 18.4425
n4 | 2028 | Q4 | wkend | 14.5686 | 13.9244 | 15.3552 | 18.6972 | 17.009
n4 | 2028 | Q4 | wkday | 14.5791 | 15.1113 | 17.0558 | 19.2906 | 17.0827
n4 | 2029 | Q1 | wkend | 14.4955 | 13.7643 | 15.1345 | 18.5395 | 17.1287
n4 | 2029 | Q1 | wkday | 14.5577 | 15.4115 | 17.105 | 19.3429 | 17.4346
n4 | 2029 | Q2 | wkend | 15.2771 | 14.1703 | 15.8056 | 18.6902 | 18.1309
n4 | 2029 | Q2 | wkday | 15.539 | 15.6741 | 18.2652 | 19.5296 | 18.3996
n4 | 2029 | Q3 | wkend | 16.0068 | 14.6805 | 16.3396 | 19.2143 | 18.4508
n4 | 2029 | Q3 | wkday | 16.0225 | 16.0382 | 18.9287 | 20.1018 | 18.8052
n4 | 2029 | Q4 | wkend | 14.8759 | 14.2181 | 15.6791 | 19.0916 | 17.3678
n4 | 2029 | Q4 | wkday | 14.8637 | 15.4204 | 17.3924 | 19.688 | 17.4258
n4 | 2030 | Q1 | wkend | 14.807 | 14.0601 | 15.4598 | 18.938 | 17.4969
n4 | 2030 | Q1 | wkday | 14.8843 | 15.7381 | 17.491 | 19.7614 | 17.8267
n4 | 2030 | Q2 | wkend | 15.6055 | 14.4748 | 16.1453 | 19.0919 | 18.5206
n4 | 2030 | Q2 | wkday | 15.8934 | 16.0268 | 18.6821 | 19.9664 | 18.8182
n4 | 2030 | Q3 | wkend | 16.3508 | 14.9961 | 16.6908 | 19.6273 | 18.8474
n4 | 2030 | Q3 | wkday | 16.347 | 16.3721 | 19.3256 | 20.5409 | 19.199
n4 | 2030 | Q4 | wkend | 15.1736 | 14.5656 | 16.0284 | 19.4699 | 17.7023
n4 | 2030 | Q4 | wkday | 15.1788 | 15.7521 | 17.7503 | 20.1017 | 17.7874
n4 | 2031 | Q1 | wkend | 15.15 | 14.3692 | 15.8113 | 19.3544 | 17.8946
n4 | 2031 | Q1 | wkday | 15.2068 | 16.0455 | 17.828 | 20.1709 | 18.2028
n4 | 2031 | Q2 | wkend | 15.9466 | 14.7913 | 16.4982 | 19.5093 | 18.9255
n4 | 2031 | Q2 | wkday | 16.2674 | 16.4196 | 19.163 | 20.4325 | 19.264
n4 | 2031 | Q3 | wkend | 16.6893 | 15.3152 | 17.05 | 20.0796 | 19.2492
n4 | 2031 | Q3 | wkday | 16.7047 | 16.7343 | 19.751 | 20.9962 | 19.6187
n4 | 2031 | Q4 | wkend | 15.4481 | 14.8645 | 16.3476 | 19.8591 | 18.0521
n4 | 2031 | Q4 | wkday | 15.5106 | 16.0964 | 18.1383 | 20.5411 | 18.1762
n4 | 2032 | Q1 | wkend | 15.4408 | 14.6493 | 16.1353 | 19.7247 | 18.2573
n4 | 2032 | Q1 | wkday | 15.5108 | 16.3663 | 18.1844 | 20.5741 | 18.5667
n4 | 2032 | Q2 | wkend | 16.3326 | 15.1362 | 16.88 | 19.913 | 19.3546
n4 | 2032 | Q2 | wkday | 16.5926 | 16.7479 | 19.5461 | 20.841 | 19.6491
n4 | 2032 | Q3 | wkend | 17.0296 | 15.6412 | 17.397 | 20.5187 | 19.6189
n4 | 2032 | Q3 | wkday | 17.0387 | 17.0688 | 20.1458 | 21.416 | 20.0109
n4 | 2032 | Q4 | wkend | 15.7161 | 15.1306 | 16.642 | 20.2295 | 18.3788
n4 | 2032 | Q4 | wkday | 15.8124 | 16.3921 | 18.4677 | 20.9381 | 18.5316
n4 | 2033 | Q1 | wkend | 15.7673 | 14.9487 | 16.4633 | 20.1123 | 18.6511
n4 | 2033 | Q1 | wkday | 15.8164 | 16.6856 | 18.5429 | 20.9745 | 18.9372
n4 | 2033 | Q2 | wkend | 16.6961 | 15.4592 | 17.2478 | 20.314 | 19.7733
n4 | 2033 | Q2 | wkday | 16.9211 | 17.0794 | 19.933 | 21.2535 | 20.0381
n4 | 2033 | Q3 | wkend | 17.3678 | 15.9556 | 17.7444 | 20.9516 | 19.9968
n4 | 2033 | Q3 | wkday | 17.3742 | 17.3804 | 20.4978 | 21.8337 | 20.3909
n4 | 2033 | Q4 | wkend | 16.0272 | 15.4301 | 16.9714 | 20.63 | 18.7427
n4 | 2033 | Q4 | wkday | 16.1058 | 16.734 | 18.8478 | 21.3505 | 18.8903
n4 | 2034 | Q1 | wkend | 16.1825 | 15.3423 | 16.8968 | 20.6419 | 19.1423
n4 | 2034 | Q1 | wkday | 16.245 | 17.0917 | 18.9921 | 21.5048 | 19.4405
n4 | 2034 | Q2 | wkend | 17.1357 | 15.8662 | 17.702 | 20.8488 | 20.2939
n4 | 2034 | Q2 | wkday | 17.3764 | 17.5634 | 20.5377 | 21.848 | 20.5895
n4 | 2034 | Q3 | wkend | 17.8251 | 16.3758 | 18.2116 | 21.5033 | 20.5233
n4 | 2034 | Q3 | wkday | 17.8221 | 17.8342 | 21.026 | 22.4172 | 20.9208
n4 | 2034 | Q4 | wkend | 16.4493 | 15.8364 | 17.4183 | 21.1732 | 19.2362
n4 | 2034 | Q4 | wkday | 16.5171 | 17.1733 | 19.3059 | 21.8879 | 19.3624
n4 | 2035 | Q1 | wkend | 16.5947 | 15.7331 | 17.3272 | 21.1676 | 19.6298
n4 | 2035 | Q1 | wkday | 16.6675 | 17.5137 | 19.4965 | 22.0503 | 19.9433
n4 | 2035 | Q2 | wkend | 17.5721 | 16.2703 | 18.1528 | 21.3798 | 20.8108
n4 | 2035 | Q2 | wkday | 17.8409 | 18.0364 | 21.0808 | 22.4136 | 21.1462
n4 | 2035 | Q3 | wkend | 18.2791 | 16.7928 | 18.6754 | 22.051 | 21.046
n4 | 2035 | Q3 | wkday | 18.2709 | 18.2808 | 21.5529 | 23.0084 | 21.4447
n4 | 2035 | Q4 | wkend | 16.8682 | 16.2397 | 17.8619 | 21.7125 | 19.7261
n4 | 2035 | Q4 | wkday | 16.908 | 17.5975 | 19.7599 | 22.4159 | 19.8239
n4 | 2036 | Q1 | wkend | 17.0129 | 16.1296 | 17.7638 | 21.701 | 20.1245
n4 | 2036 | Q1 | wkday | 17.1014 | 17.9588 | 20.0187 | 22.6117 | 20.4658
n4 | 2036 | Q2 | wkend | 18.015 | 16.6804 | 18.6103 | 21.9186 | 21.3352
n4 | 2036 | Q2 | wkday | 18.3123 | 18.5079 | 21.6363 | 22.992 | 21.7089
n4 | 2036 | Q3 | wkend | 18.7397 | 17.216 | 19.146 | 22.6067 | 21.5764
n4 | 2036 | Q3 | wkday | 18.7278 | 18.7462 | 22.0817 | 23.5831 | 21.9522
n4 | 2036 | Q4 | wkend | 17.2933 | 16.6489 | 18.312 | 22.2596 | 20.2232
n4 | 2036 | Q4 | wkday | 17.3036 | 18.0214 | 20.2263 | 22.9718 | 20.3082
n4 | 2037 | Q1 | wkend | 17.4371 | 16.5318 | 18.2068 | 22.2422 | 20.6263
n4 | 2037 | Q1 | wkday | 17.547 | 18.4042 | 20.5315 | 23.1736 | 20.9926
n4 | 2037 | Q2 | wkend | 18.4642 | 17.0963 | 19.0743 | 22.4652 | 21.8673
n4 | 2037 | Q2 | wkday | 18.7919 | 18.9805 | 22.2131 | 23.5904 | 22.2947
n4 | 2037 | Q3 | wkend | 19.207 | 17.6453 | 19.6235 | 23.1704 | 22.1145
n4 | 2037 | Q3 | wkday | 19.1738 | 19.2152 | 22.6041 | 24.1625 | 22.4595
n4 | 2037 | Q4 | wkend | 17.7075 | 17.1155 | 18.7939 | 22.806 | 20.7014
n4 | 2037 | Q4 | wkday | 17.7227 | 18.4564 | 20.7172 | 23.5379 | 20.8057
n4 | 2038 | Q1 | wkend | 17.8935 | 16.9522 | 18.6751 | 22.7816 | 21.1488
n4 | 2038 | Q1 | wkday | 17.9797 | 18.8513 | 21.0416 | 23.7341 | 21.499
n4 | 2038 | Q2 | wkend | 18.9135 | 17.5123 | 19.5384 | 23.0118 | 22.3994
n4 | 2038 | Q2 | wkday | 19.2838 | 19.4597 | 22.793 | 24.1907 | 22.8848
n4 | 2038 | Q3 | wkend | 19.6368 | 18.0562 | 20.0765 | 23.7475 | 22.6251
n4 | 2038 | Q3 | wkday | 19.6273 | 19.6824 | 23.1422 | 24.7457 | 22.9863
n4 | 2038 | Q4 | wkend | 18.0817 | 17.5096 | 19.231 | 23.3323 | 21.1764
n4 | 2038 | Q4 | wkday | 18.154 | 18.9054 | 21.2213 | 24.1106 | 21.3119
n4 | 2039 | Q1 | wkend | 18.3526 | 17.3851 | 19.1699 | 23.3231 | 21.6861
n4 | 2039 | Q1 | wkday | 18.4189 | 19.3118 | 21.5557 | 24.3139 | 22.0243
n4 | 2039 | Q2 | wkend | 19.4763 | 18.0119 | 20.096 | 23.6464 | 23.059
n4 | 2039 | Q2 | wkday | 19.7549 | 19.9351 | 23.3499 | 24.7817 | 23.4439
n4 | 2039 | Q3 | wkend | 20.0571 | 18.4561 | 20.5238 | 24.3287 | 23.1191
n4 | 2039 | Q3 | wkday | 20.1068 | 20.1633 | 23.7076 | 25.3502 | 23.5479
n4 | 2039 | Q4 | wkend | 18.4898 | 17.9171 | 19.6748 | 23.8641 | 21.654
n4 | 2039 | Q4 | wkday | 18.5863 | 19.339 | 21.6964 | 24.6799 | 21.8139
n4 | 2040 | Q1 | wkend | 18.7877 | 17.7889 | 19.6154 | 23.8927 | 22.2326
n4 | 2040 | Q1 | wkday | 18.8671 | 19.7745 | 22.0727 | 24.8894 | 22.5562
n4 | 2040 | Q2 | wkend | 20.0448 | 18.5215 | 20.6631 | 24.2555 | 23.708
n4 | 2040 | Q2 | wkday | 20.2228 | 20.4073 | 23.9029 | 25.3687 | 23.9991
n4 | 2040 | Q3 | wkend | 20.493 | 18.8605 | 20.9778 | 24.8792 | 23.592
n4 | 2040 | Q3 | wkday | 20.58 | 20.6468 | 24.2725 | 25.971 | 24.1069
n4 | 2040 | Q4 | wkend | 18.9277 | 18.3414 | 20.1407 | 24.4293 | 22.1668
n4 | 2040 | Q4 | wkday | 18.9925 | 19.7675 | 22.1598 | 25.2237 | 22.2957
n6 | 2017 | Q1 | wkend | 123.0463 | 117.0538 | 128.1774 | 158.2745 | 145.2947
n6 | 2017 | Q1 | wkday | 123.0642 | 130.5219 | 144.2432 | 164.203 | 147.2499
n6 | 2017 | Q2 | wkend | 128.9992 | 119.9616 | 133.8911 | 158.7207 | 152.9274
n6 | 2017 | Q2 | wkday | 131.4158 | 133.0712 | 154.1886 | 166.0771 | 155.637
n6 | 2017 | Q3 | wkend | 137.5716 | 125.9039 | 139.8418 | 163.7045 | 158.9157
n6 | 2017 | Q3 | wkday | 138.0451 | 137.342 | 163.1677 | 171.8325 | 162.4396
n6 | 2017 | Q4 | wkend | 127.0348 | 120.7987 | 133.3733 | 162.9265 | 148.1739
n6 | 2017 | Q4 | wkday | 127.5937 | 132.7878 | 150.5744 | 168.8559 | 149.4512
n6 | 2018 | Q1 | wkend | 121.774 | 115.9183 | 127.2083 | 156.6471 | 143.8819
n6 | 2018 | Q1 | wkday | 121.7382 | 129.1155 | 142.689 | 162.4337 | 145.6633
n6 | 2018 | Q2 | wkend | 127.8188 | 118.9149 | 132.6398 | 157.0155 | 151.6079
n6 | 2018 | Q2 | wkday | 129.9998 | 131.6374 | 152.5272 | 164.2876 | 153.96
n6 | 2018 | Q3 | wkend | 135.7708 | 124.2606 | 138.1386 | 162.0108 | 156.7331
n6 | 2018 | Q3 | wkday | 136.5577 | 135.8621 | 161.4096 | 169.981 | 160.6893
n6 | 2018 | Q4 | wkend | 125.6787 | 119.574 | 131.9157 | 161.0931 | 146.4846
n6 | 2018 | Q4 | wkday | 126.2649 | 131.1621 | 148.6049 | 166.9077 | 147.798
n6 | 2019 | Q1 | wkend | 121.2837 | 115.3414 | 126.7014 | 155.7492 | 143.4302
n6 | 2019 | Q1 | wkday | 120.9621 | 128.5225 | 142.1019 | 161.5139 | 144.76
n6 | 2019 | Q2 | wkend | 127.411 | 118.5002 | 132.049 | 156.317 | 151.124
n6 | 2019 | Q2 | wkday | 129.2165 | 130.8442 | 151.6082 | 163.2977 | 153.0323
n6 | 2019 | Q3 | wkend | 134.8747 | 123.4002 | 137.2139 | 160.9535 | 155.4973
n6 | 2019 | Q3 | wkday | 135.6286 | 135.017 | 160.3306 | 168.9492 | 159.5725
n6 | 2019 | Q4 | wkend | 124.9215 | 118.8536 | 131.1208 | 160.1225 | 145.602
n6 | 2019 | Q4 | wkday | 125.4273 | 130.1093 | 147.2287 | 165.7026 | 146.8346
n6 | 2020 | Q1 | wkend | 120.4919 | 114.5884 | 125.8742 | 154.7324 | 142.4938
n6 | 2020 | Q1 | wkday | 120.2855 | 127.7542 | 141.2798 | 160.4711 | 143.8948
n6 | 2020 | Q2 | wkend | 126.5792 | 117.7266 | 131.1869 | 155.2965 | 150.1374
n6 | 2020 | Q2 | wkday | 128.4758 | 130.0386 | 150.7704 | 162.2616 | 152.1871
n6 | 2020 | Q3 | wkend | 133.9942 | 122.5946 | 136.3182 | 159.9027 | 154.4822
n6 | 2020 | Q3 | wkday | 134.597 | 134.1069 | 159.101 | 167.8013 | 158.2941
n6 | 2020 | Q4 | wkend | 124.1059 | 118.0776 | 130.2648 | 159.0771 | 144.6514
n6 | 2020 | Q4 | wkday | 124.5195 | 129.1473 | 146.1687 | 164.6188 | 145.8745
n6 | 2021 | Q1 | wkend | 120.5768 | 114.6691 | 125.9628 | 154.8413 | 142.5942
n6 | 2021 | Q1 | wkday | 120.4095 | 127.8657 | 141.411 | 160.6268 | 144.1277
n6 | 2021 | Q2 | wkend | 126.6683 | 117.8095 | 131.2793 | 155.4058 | 150.2431
n6 | 2021 | Q2 | wkday | 128.7059 | 130.2073 | 151.0426 | 162.3663 | 152.3554
n6 | 2021 | Q3 | wkend | 134.0886 | 122.681 | 136.4141 | 160.0153 | 154.5909
n6 | 2021 | Q3 | wkday | 134.4966 | 134.092 | 158.9755 | 167.8815 | 158.2198
n6 | 2021 | Q4 | wkend | 124.1933 | 118.1608 | 130.3565 | 159.1891 | 144.7533
n6 | 2021 | Q4 | wkday | 124.6043 | 129.1857 | 146.2788 | 164.7406 | 145.978
n6 | 2022 | Q1 | wkend | 121.7927 | 115.8255 | 127.2331 | 156.4028 | 144.0321
n6 | 2022 | Q1 | wkday | 121.7312 | 129.3353 | 142.9882 | 162.2923 | 145.6961
n6 | 2022 | Q2 | wkend | 127.9457 | 118.9975 | 132.6032 | 156.973 | 151.7583
n6 | 2022 | Q2 | wkday | 130.0878 | 131.5938 | 152.7129 | 164.0005 | 153.963
n6 | 2022 | Q3 | wkend | 135.4408 | 123.9181 | 137.7898 | 161.629 | 156.1499
n6 | 2022 | Q3 | wkday | 135.7104 | 135.4028 | 160.3166 | 169.4767 | 159.503
n6 | 2022 | Q4 | wkend | 125.4457 | 119.3524 | 131.6711 | 160.7945 | 146.213
n6 | 2022 | Q4 | wkday | 125.8323 | 130.3339 | 147.7709 | 166.4877 | 147.5779
n6 | 2023 | Q1 | wkend | 123.037 | 117.0087 | 128.5329 | 158.0006 | 145.5036
n6 | 2023 | Q1 | wkday | 123.1079 | 130.7865 | 144.5673 | 164.0006 | 147.345
n6 | 2023 | Q2 | wkend | 129.2528 | 120.2132 | 133.9578 | 158.5766 | 153.3086
n6 | 2023 | Q2 | wkday | 131.4577 | 132.9002 | 154.4157 | 165.6771 | 155.6099
n6 | 2023 | Q3 | wkend | 136.8244 | 125.1841 | 139.1974 | 163.2801 | 157.7451
n6 | 2023 | Q3 | wkday | 136.8791 | 136.6972 | 161.7361 | 171.1646 | 160.9396
n6 | 2023 | Q4 | wkend | 126.76 | 120.8952 | 133.4932 | 162.4638 | 147.6831
n6 | 2023 | Q4 | wkday | 127.1618 | 131.6977 | 149.25 | 168.2043 | 149.0679
n6 | 2024 | Q1 | wkend | 124.4404 | 118.2965 | 129.9614 | 159.6796 | 147.0697
n6 | 2024 | Q1 | wkday | 124.6841 | 132.4 | 146.408 | 166.0182 | 149.1877
n6 | 2024 | Q2 | wkend | 130.7678 | 121.6223 | 135.528 | 160.4354 | 155.1056
n6 | 2024 | Q2 | wkday | 133.099 | 134.4787 | 156.4023 | 167.624 | 157.5761
n6 | 2024 | Q3 | wkend | 138.0574 | 126.4229 | 140.6508 | 165.3014 | 159.4124
n6 | 2024 | Q3 | wkday | 138.4748 | 138.2941 | 163.5859 | 173.1917 | 162.7693
n6 | 2024 | Q4 | wkend | 128.1219 | 122.3421 | 135.0632 | 164.3727 | 149.469
n6 | 2024 | Q4 | wkday | 128.6523 | 133.2414 | 150.9994 | 170.1759 | 150.8152
n6 | 2025 | Q1 | wkend | 126.1977 | 119.9055 | 131.8212 | 161.6234 | 149.1728
n6 | 2025 | Q1 | wkday | 126.327 | 134.1445 | 148.3371 | 168.2056 | 151.1534
n6 | 2025 | Q2 | wkend | 132.8039 | 123.3684 | 137.5767 | 162.6388 | 157.4782
n6 | 2025 | Q2 | wkday | 134.8526 | 136.2505 | 158.463 | 169.8326 | 159.6523
n6 | 2025 | Q3 | wkend | 139.5689 | 127.9263 | 142.4032 | 167.5686 | 161.0854
n6 | 2025 | Q3 | wkday | 140.2993 | 140.1162 | 165.7413 | 175.4736 | 164.9139
n6 | 2025 | Q4 | wkend | 129.6843 | 123.9497 | 136.6863 | 166.4357 | 151.4074
n6 | 2025 | Q4 | wkday | 130.3683 | 134.8643 | 152.7523 | 172.3608 | 152.7383
n6 | 2026 | Q1 | wkend | 128.2942 | 121.8225 | 133.9498 | 164.0867 | 151.6
n6 | 2026 | Q1 | wkday | 128.3039 | 136.2057 | 150.7902 | 170.9608 | 153.692
n6 | 2026 | Q2 | wkend | 135.212 | 125.416 | 139.8894 | 165.4203 | 160.4701
n6 | 2026 | Q2 | wkday | 136.9087 | 138.3279 | 160.879 | 172.422 | 162.0864
n6 | 2026 | Q3 | wkend | 141.6702 | 129.9322 | 144.6159 | 170.0589 | 163.3017
n6 | 2026 | Q3 | wkday | 142.3178 | 142.1952 | 168.1721 | 178.1195 | 167.2784
n6 | 2026 | Q4 | wkend | 131.6616 | 125.8395 | 138.7703 | 168.9733 | 153.7159
n6 | 2026 | Q4 | wkday | 132.2276 | 136.8501 | 154.6884 | 174.7108 | 154.7871
n6 | 2027 | Q1 | wkend | 130.3625 | 123.7865 | 136.1093 | 166.7321 | 154.044
n6 | 2027 | Q1 | wkday | 130.598 | 138.5035 | 153.4755 | 173.8902 | 156.4263
n6 | 2027 | Q2 | wkend | 137.3919 | 127.4379 | 142.1446 | 168.0871 | 163.0571
n6 | 2027 | Q2 | wkday | 139.335 | 140.7071 | 163.7661 | 175.3565 | 164.982
n6 | 2027 | Q3 | wkend | 143.9542 | 132.0269 | 146.9474 | 172.8006 | 165.9345
n6 | 2027 | Q3 | wkday | 144.442 | 144.3936 | 170.6359 | 180.9012 | 169.6467
n6 | 2027 | Q4 | wkend | 133.7842 | 127.8682 | 141.0075 | 171.6975 | 156.1941
n6 | 2027 | Q4 | wkday | 134.079 | 138.8906 | 156.8504 | 177.2753 | 157.0549
n6 | 2028 | Q1 | wkend | 132.9692 | 126.2617 | 138.8309 | 170.066 | 157.1242
n6 | 2028 | Q1 | wkday | 133.3761 | 141.3002 | 156.6515 | 177.4128 | 159.7536
n6 | 2028 | Q2 | wkend | 140.1391 | 129.9861 | 144.9869 | 171.4482 | 166.3176
n6 | 2028 | Q2 | wkday | 142.3253 | 143.6295 | 167.3383 | 179.0208 | 168.5593
n6 | 2028 | Q3 | wkend | 146.8327 | 134.6669 | 149.8857 | 176.2559 | 169.2524
n6 | 2028 | Q3 | wkday | 147.129 | 147.1998 | 173.8236 | 184.4354 | 172.7449
n6 | 2028 | Q4 | wkend | 136.4593 | 130.4251 | 143.827 | 175.1307 | 159.3173
n6 | 2028 | Q4 | wkday | 136.558 | 141.5426 | 159.7561 | 180.6889 | 160.0082
n6 | 2029 | Q1 | wkend | 135.7742 | 128.9252 | 141.7596 | 173.6536 | 160.4388
n6 | 2029 | Q1 | wkday | 136.3575 | 144.3542 | 160.217 | 181.1783 | 163.3043
n6 | 2029 | Q2 | wkend | 143.0954 | 132.7282 | 148.0454 | 175.0649 | 169.8261
n6 | 2029 | Q2 | wkday | 145.5483 | 146.8137 | 171.084 | 182.9268 | 172.3425
n6 | 2029 | Q3 | wkend | 149.9301 | 137.5077 | 153.0476 | 179.974 | 172.8229
n6 | 2029 | Q3 | wkday | 150.0771 | 150.2247 | 177.2989 | 188.2866 | 176.1422
n6 | 2029 | Q4 | wkend | 139.338 | 133.1764 | 146.8611 | 178.8251 | 162.6781
n6 | 2029 | Q4 | wkday | 139.2231 | 144.4382 | 162.9089 | 184.4111 | 163.2213
n6 | 2030 | Q1 | wkend | 138.6926 | 131.6964 | 144.8066 | 177.3861 | 163.8873
n6 | 2030 | Q1 | wkday | 139.4163 | 147.414 | 163.8321 | 185.0989 | 166.9765
n6 | 2030 | Q2 | wkend | 146.1711 | 135.5811 | 151.2276 | 178.8278 | 173.4764
n6 | 2030 | Q2 | wkday | 148.8679 | 150.1181 | 174.9886 | 187.0184 | 176.2638
n6 | 2030 | Q3 | wkend | 153.1528 | 140.4633 | 156.3372 | 183.8424 | 176.5375
n6 | 2030 | Q3 | wkday | 153.117 | 153.3524 | 181.0166 | 192.4001 | 179.8309
n6 | 2030 | Q4 | wkend | 142.126 | 136.4314 | 150.1325 | 182.3683 | 165.8112
n6 | 2030 | Q4 | wkday | 142.1745 | 147.5447 | 166.2614 | 188.2859 | 166.6088
n6 | 2031 | Q1 | wkend | 141.9047 | 134.5918 | 148.099 | 181.2866 | 167.6127
n6 | 2031 | Q1 | wkday | 142.437 | 150.2932 | 166.989 | 188.934 | 170.4995
n6 | 2031 | Q2 | wkend | 149.3663 | 138.5447 | 154.5332 | 182.7368 | 177.2684
n6 | 2031 | Q2 | wkday | 152.3713 | 153.7973 | 179.4934 | 191.3842 | 180.4392
n6 | 2031 | Q3 | wkend | 156.3234 | 143.4525 | 159.7017 | 188.0789 | 180.3008
n6 | 2031 | Q3 | wkday | 156.4676 | 156.7442 | 185.0006 | 196.6647 | 183.762
n6 | 2031 | Q4 | wkend | 144.6968 | 139.2307 | 153.1226 | 186.0134 | 169.0883
n6 | 2031 | Q4 | wkday | 145.2823 | 150.7699 | 169.8957 | 192.4017 | 170.2507
n6 | 2032 | Q1 | wkend | 144.6291 | 137.2148 | 151.1338 | 184.755 | 171.0098
n6 | 2032 | Q1 | wkday | 145.2846 | 153.2979 | 170.3274 | 192.7111 | 173.9081
n6 | 2032 | Q2 | wkend | 152.9819 | 141.7759 | 158.1096 | 186.5186 | 181.2876
n6 | 2032 | Q2 | wkday | 155.4175 | 156.872 | 183.0819 | 195.2104 | 184.0465
n6 | 2032 | Q3 | wkend | 159.5103 | 146.5059 | 162.9515 | 192.1921 | 183.764
n6 | 2032 | Q3 | wkday | 159.5957 | 159.8779 | 188.6991 | 200.5964 | 187.4357
n6 | 2032 | Q4 | wkend | 147.2076 | 141.7228 | 155.8798 | 189.4833 | 172.1485
n6 | 2032 | Q4 | wkday | 148.1094 | 153.5392 | 172.9808 | 196.1198 | 173.579
n6 | 2033 | Q1 | wkend | 147.6875 | 140.0196 | 154.2067 | 188.3851 | 174.6991
n6 | 2033 | Q1 | wkday | 148.1471 | 156.2889 | 173.6847 | 196.4614 | 177.3782
n6 | 2033 | Q2 | wkend | 156.3868 | 144.8011 | 161.5544 | 190.2741 | 185.2099
n6 | 2033 | Q2 | wkday | 158.4942 | 159.9775 | 186.7062 | 199.0748 | 187.69
n6 | 2033 | Q3 | wkend | 162.6783 | 149.451 | 166.2055 | 196.2471 | 187.3035
n6 | 2033 | Q3 | wkday | 162.7381 | 162.7968 | 191.9964 | 204.5092 | 190.9949
n6 | 2033 | Q4 | wkend | 150.1218 | 144.5284 | 158.9657 | 193.2344 | 175.5564
n6 | 2033 | Q4 | wkday | 150.8573 | 156.7421 | 176.5406 | 199.9831 | 176.9393
n6 | 2034 | Q1 | wkend | 151.5762 | 143.7065 | 158.2671 | 193.3454 | 179.2991
n6 | 2034 | Q1 | wkday | 152.1617 | 160.092 | 177.8927 | 201.4281 | 182.0926
n6 | 2034 | Q2 | wkend | 160.5046 | 148.6138 | 165.8083 | 195.2842 | 190.0867
n6 | 2034 | Q2 | wkday | 162.7589 | 164.5106 | 192.3697 | 204.643 | 192.8552
n6 | 2034 | Q3 | wkend | 166.9617 | 153.3862 | 170.5818 | 201.4145 | 192.2354
n6 | 2034 | Q3 | wkday | 166.9341 | 167.0474 | 196.944 | 209.9744 | 195.9583
n6 | 2034 | Q4 | wkend | 154.0746 | 148.334 | 163.1514 | 198.3224 | 180.1789
n6 | 2034 | Q4 | wkday | 154.71 | 160.8567 | 180.8323 | 205.0162 | 181.3613
n6 | 2035 | Q1 | wkend | 155.4366 | 147.3664 | 162.2978 | 198.2696 | 183.8655
n6 | 2035 | Q1 | wkday | 156.119 | 164.0446 | 182.6168 | 206.5379 | 186.8019
n6 | 2035 | Q2 | wkend | 164.5924 | 152.3987 | 170.0311 | 200.2577 | 194.9278
n6 | 2035 | Q2 | wkday | 167.1096 | 168.9408 | 197.4567 | 209.9403 | 198.0695
n6 | 2035 | Q3 | wkend | 171.2139 | 157.2927 | 174.9262 | 206.5442 | 197.1312
n6 | 2035 | Q3 | wkday | 171.1371 | 171.2299 | 201.8789 | 215.5121 | 200.8657
n6 | 2035 | Q4 | wkend | 157.9986 | 152.1118 | 167.3065 | 203.3733 | 184.7678
n6 | 2035 | Q4 | wkday | 158.3719 | 164.8303 | 185.0848 | 209.962 | 185.6842
n6 | 2036 | Q1 | wkend | 159.3537 | 151.0802 | 166.3879 | 203.2661 | 188.4991
n6 | 2036 | Q1 | wkday | 160.1828 | 168.2141 | 187.5086 | 211.796 | 191.6962
n6 | 2036 | Q2 | wkend | 168.7403 | 156.2393 | 174.316 | 205.3044 | 199.8402
n6 | 2036 | Q2 | wkday | 171.5251 | 173.3576 | 202.66 | 215.358 | 203.3401
n6 | 2036 | Q3 | wkend | 175.5287 | 161.2566 | 179.3345 | 211.7492 | 202.0991
n6 | 2036 | Q3 | wkday | 175.4175 | 175.5896 | 206.8315 | 220.895 | 205.6188
n6 | 2036 | Q4 | wkend | 161.9803 | 155.9451 | 171.5228 | 208.4985 | 189.4241
n6 | 2036 | Q4 | wkday | 162.0767 | 168.8007 | 189.4534 | 215.1688 | 190.2206
n6 | 2037 | Q1 | wkend | 163.3276 | 154.8478 | 170.5372 | 208.3351 | 193.1998
n6 | 2037 | Q1 | wkday | 164.3569 | 172.3861 | 192.3119 | 217.0595 | 196.631
n6 | 2037 | Q2 | wkend | 172.9482 | 160.1356 | 178.6631 | 210.4242 | 204.8237
n6 | 2037 | Q2 | wkday | 176.0178 | 177.7843 | 208.0631 | 220.9631 | 208.8273
n6 | 2037 | Q3 | wkend | 179.906 | 165.2779 | 183.8067 | 217.0298 | 207.139
n6 | 2037 | Q3 | wkday | 179.5947 | 179.9828 | 211.7255 | 226.3224 | 210.3706
n6 | 2037 | Q4 | wkend | 165.8601 | 160.3149 | 176.0364 | 213.6164 | 193.9027
n6 | 2037 | Q4 | wkday | 166.0031 | 172.8746 | 194.0515 | 220.4719 | 194.8801
n6 | 2038 | Q1 | wkend | 167.6024 | 158.7852 | 174.9233 | 213.3877 | 198.0934
n6 | 2038 | Q1 | wkday | 168.4096 | 176.5735 | 197.09 | 222.3091 | 201.3739
n6 | 2038 | Q2 | wkend | 177.1562 | 164.0318 | 183.0101 | 215.544 | 209.8073
n6 | 2038 | Q2 | wkday | 180.625 | 182.2726 | 213.4945 | 226.5864 | 214.3539
n6 | 2038 | Q3 | wkend | 183.9317 | 169.126 | 188.0499 | 222.4347 | 211.9218
n6 | 2038 | Q3 | wkday | 183.8421 | 184.3586 | 216.7656 | 231.7843 | 215.3051
n6 | 2038 | Q4 | wkend | 169.365 | 164.0065 | 180.1302 | 218.5463 | 198.3523
n6 | 2038 | Q4 | wkday | 170.0421 | 177.0808 | 198.773 | 225.8362 | 199.6217
n6 | 2039 | Q1 | wkend | 171.9027 | 162.8405 | 179.5585 | 218.4594 | 203.1269
n6 | 2039 | Q1 | wkday | 172.5241 | 180.8874 | 201.9052 | 227.7405 | 206.2938
n6 | 2039 | Q2 | wkend | 182.4284 | 168.7111 | 188.2325 | 221.4878 | 215.9864
n6 | 2039 | Q2 | wkday | 185.0379 | 186.7258 | 218.7105 | 232.1223 | 219.5909
n6 | 2039 | Q3 | wkend | 187.868 | 172.8718 | 192.2397 | 227.8791 | 216.5489
n6 | 2039 | Q3 | wkday | 188.3337 | 188.8628 | 222.0615 | 237.4472 | 220.5653
n6 | 2039 | Q4 | wkend | 173.1877 | 167.8232 | 184.287 | 223.5269 | 202.8258
n6 | 2039 | Q4 | wkday | 174.0914 | 181.1424 | 203.2229 | 231.168 | 204.3234
n6 | 2040 | Q1 | wkend | 175.9782 | 166.6222 | 183.7308 | 223.7945 | 208.2451
n6 | 2040 | Q1 | wkday | 176.722 | 185.2214 | 206.7478 | 233.1306 | 211.2761
n6 | 2040 | Q2 | wkend | 187.7526 | 173.4847 | 193.5446 | 227.1933 | 222.065
n6 | 2040 | Q2 | wkday | 189.4202 | 191.1481 | 223.8903 | 237.6197 | 224.7916
n6 | 2040 | Q3 | wkend | 191.9508 | 176.6602 | 196.492 | 233.0348 | 220.9781
n6 | 2040 | Q3 | wkday | 192.7664 | 193.3919 | 227.3527 | 243.262 | 225.8011
n6 | 2040 | Q4 | wkend | 177.2894 | 171.7978 | 188.6515 | 228.8208 | 207.6294
n6 | 2040 | Q4 | wkday | 177.896 | 185.156 | 207.5637 | 236.2619 | 208.8362
n7 | 2017 | Q1 | wkend | 83.6365 | 79.5633 | 87.1241 | 107.5816 | 98.759
n7 | 2017 | Q1 | wkday | 83.6486 | 88.7177 | 98.0443 | 111.6113 | 100.088
n7 | 2017 | Q2 | wkend | 87.6827 | 81.5397 | 91.0078 | 107.8849 | 103.9471
n7 | 2017 | Q2 | wkday | 89.3253 | 90.4505 | 104.8043 | 112.8851 | 105.7888
n7 | 2017 | Q3 | wkend | 93.5095 | 85.5788 | 95.0526 | 111.2724 | 108.0175
n7 | 2017 | Q3 | wkday | 93.8314 | 93.3535 | 110.9076 | 116.7972 | 110.4127
n7 | 2017 | Q4 | wkend | 86.3475 | 82.1087 | 90.6559 | 110.7436 | 100.7161
n7 | 2017 | Q4 | wkday | 86.7274 | 90.2579 | 102.3477 | 114.774 | 101.5843
n7 | 2018 | Q1 | wkend | 82.7717 | 78.7914 | 86.4654 | 106.4755 | 97.7987
n7 | 2018 | Q1 | wkday | 82.7473 | 87.7618 | 96.9879 | 110.4087 | 99.0096
n7 | 2018 | Q2 | wkend | 86.8804 | 80.8283 | 90.1573 | 106.7258 | 103.0502
n7 | 2018 | Q2 | wkday | 88.3628 | 89.476 | 103.6751 | 111.6688 | 104.649
n7 | 2018 | Q3 | wkend | 92.2855 | 84.4618 | 93.8949 | 110.1212 | 106.5339
n7 | 2018 | Q3 | wkday | 92.8204 | 92.3476 | 109.7126 | 115.5387 | 109.223
n7 | 2018 | Q4 | wkend | 85.4258 | 81.2763 | 89.6651 | 109.4975 | 99.5678
n7 | 2018 | Q4 | wkday | 85.8242 | 89.1529 | 101.009 | 113.4497 | 100.4605
n7 | 2019 | Q1 | wkend | 82.4384 | 78.3993 | 86.1208 | 105.8651 | 97.4917
n7 | 2019 | Q1 | wkday | 82.2198 | 87.3587 | 96.5889 | 109.7835 | 98.3956
n7 | 2019 | Q2 | wkend | 86.6032 | 80.5464 | 89.7557 | 106.2511 | 102.7213
n7 | 2019 | Q2 | wkday | 87.8304 | 88.9368 | 103.0504 | 110.9959 | 104.0184
n7 | 2019 | Q3 | wkend | 91.6764 | 83.877 | 93.2664 | 109.4025 | 105.6939
n7 | 2019 | Q3 | wkday | 92.1888 | 91.7731 | 108.9792 | 114.8373 | 108.4638
n7 | 2019 | Q4 | wkend | 84.911 | 80.7866 | 89.1248 | 108.8377 | 98.9679
n7 | 2019 | Q4 | wkday | 85.2548 | 88.4373 | 100.0736 | 112.6306 | 99.8057
n7 | 2020 | Q1 | wkend | 81.9002 | 77.8875 | 85.5586 | 105.174 | 96.8552
n7 | 2020 | Q1 | wkday | 81.7599 | 86.8365 | 96.03 | 109.0747 | 97.8075
n7 | 2020 | Q2 | wkend | 86.0378 | 80.0206 | 89.1698 | 105.5574 | 102.0507
n7 | 2020 | Q2 | wkday | 87.327 | 88.3892 | 102.481 | 110.2917 | 103.4439
n7 | 2020 | Q3 | wkend | 91.0779 | 83.3295 | 92.6575 | 108.6883 | 105.0039
n7 | 2020 | Q3 | wkday | 91.4877 | 91.1545 | 108.1434 | 114.0571 | 107.5949
n7 | 2020 | Q4 | wkend | 84.3567 | 80.2592 | 88.543 | 108.1272 | 98.3218
n7 | 2020 | Q4 | wkday | 84.6378 | 87.7834 | 99.3531 | 111.8939 | 99.1531
n7 | 2021 | Q1 | wkend | 81.9579 | 77.9423 | 85.6189 | 105.248 | 96.9234
n7 | 2021 | Q1 | wkday | 81.8442 | 86.9123 | 96.1192 | 109.1805 | 97.9658
n7 | 2021 | Q2 | wkend | 86.0984 | 80.0769 | 89.2325 | 105.6317 | 102.1226
n7 | 2021 | Q2 | wkday | 87.4833 | 88.5039 | 102.6659 | 110.3628 | 103.5583
n7 | 2021 | Q3 | wkend | 91.142 | 83.3881 | 92.7228 | 108.7648 | 105.0778
n7 | 2021 | Q3 | wkday | 91.4194 | 91.1444 | 108.0581 | 114.1117 | 107.5444
n7 | 2021 | Q4 | wkend | 84.4161 | 80.3157 | 88.6053 | 108.2033 | 98.391
n7 | 2021 | Q4 | wkday | 84.6955 | 87.8095 | 99.4279 | 111.9767 | 99.2235
n7 | 2022 | Q1 | wkend | 82.7844 | 78.7283 | 86.4823 | 106.3094 | 97.9009
n7 | 2022 | Q1 | wkday | 82.7426 | 87.9112 | 97.1913 | 110.3125 | 99.0319
n7 | 2022 | Q2 | wkend | 86.9666 | 80.8844 | 90.1324 | 106.697 | 103.1524
n7 | 2022 | Q2 | wkday | 88.4227 | 89.4463 | 103.8013 | 111.4737 | 104.651
n7 | 2022 | Q3 | wkend | 92.0612 | 84.229 | 93.6578 | 109.8617 | 106.1375
n7 | 2022 | Q3 | wkday | 92.2444 | 92.0354 | 108.9697 | 115.1959 | 108.4166
n7 | 2022 | Q4 | wkend | 85.2674 | 81.1256 | 89.4989 | 109.2945 | 99.3832
n7 | 2022 | Q4 | wkday | 85.5301 | 88.5899 | 100.4421 | 113.1642 | 100.311
n7 | 2023 | Q1 | wkend | 83.6301 | 79.5326 | 87.3658 | 107.3954 | 98.901
n7 | 2023 | Q1 | wkday | 83.6783 | 88.8976 | 98.2646 | 111.4737 | 100.1526
n7 | 2023 | Q2 | wkend | 87.8551 | 81.7108 | 91.0532 | 107.787 | 104.2062
n7 | 2023 | Q2 | wkday | 89.3538 | 90.3343 | 104.9587 | 112.6132 | 105.7704
n7 | 2023 | Q3 | wkend | 93.0016 | 85.0895 | 94.6146 | 110.984 | 107.2218
n7 | 2023 | Q3 | wkday | 93.0388 | 92.9151 | 109.9345 | 116.3432 | 109.3931
n7 | 2023 | Q4 | wkend | 86.1607 | 82.1743 | 90.7373 | 110.4291 | 100.3825
n7 | 2023 | Q4 | wkday | 86.4338 | 89.5169 | 101.4475 | 114.331 | 101.3237
n7 | 2024 | Q1 | wkend | 84.584 | 80.408 | 88.3367 | 108.5367 | 99.9655
n7 | 2024 | Q1 | wkday | 84.7497 | 89.9943 | 99.5158 | 112.8451 | 101.4052
n7 | 2024 | Q2 | wkend | 88.8849 | 82.6685 | 92.1205 | 109.0504 | 105.4277
n7 | 2024 | Q2 | wkday | 90.4694 | 91.4072 | 106.309 | 113.9366 | 107.1069
n7 | 2024 | Q3 | wkend | 93.8398 | 85.9316 | 95.6025 | 112.3579 | 108.3551
n7 | 2024 | Q3 | wkday | 94.1234 | 94.0006 | 111.1918 | 117.721 | 110.6368
n7 | 2024 | Q4 | wkend | 87.0864 | 83.1578 | 91.8045 | 111.7267 | 101.5964
n7 | 2024 | Q4 | wkday | 87.447 | 90.5662 | 102.6366 | 115.6712 | 102.5114
n7 | 2025 | Q1 | wkend | 85.7785 | 81.5016 | 89.6009 | 109.8579 | 101.395
n7 | 2025 | Q1 | wkday | 85.8664 | 91.1801 | 100.827 | 114.332 | 102.7413
n7 | 2025 | Q2 | wkend | 90.2688 | 83.8554 | 93.513 | 110.5481 | 107.0403
n7 | 2025 | Q2 | wkday | 91.6614 | 92.6116 | 107.7097 | 115.4378 | 108.5181
n7 | 2025 | Q3 | wkend | 94.8671 | 86.9535 | 96.7936 | 113.8989 | 109.4922
n7 | 2025 | Q3 | wkday | 95.3636 | 95.2391 | 112.6569 | 119.2721 | 112.0945
n7 | 2025 | Q4 | wkend | 88.1484 | 84.2505 | 92.9077 | 113.1289 | 102.9139
n7 | 2025 | Q4 | wkday | 88.6133 | 91.6693 | 103.8281 | 117.1562 | 103.8186
n7 | 2026 | Q1 | wkend | 87.2035 | 82.8046 | 91.0477 | 111.5322 | 103.0448
n7 | 2026 | Q1 | wkday | 87.2101 | 92.5811 | 102.4944 | 116.2047 | 104.4668
n7 | 2026 | Q2 | wkend | 91.9057 | 85.2471 | 95.0849 | 112.4387 | 109.074
n7 | 2026 | Q2 | wkday | 93.0589 | 94.0236 | 109.352 | 117.1978 | 110.1726
n7 | 2026 | Q3 | wkend | 96.2954 | 88.3169 | 98.2976 | 115.5917 | 110.9987
n7 | 2026 | Q3 | wkday | 96.7356 | 96.6522 | 114.3092 | 121.0705 | 113.7017
n7 | 2026 | Q4 | wkend | 89.4924 | 85.535 | 94.3243 | 114.8537 | 104.483
n7 | 2026 | Q4 | wkday | 89.8771 | 93.0191 | 105.144 | 118.7536 | 105.2112
n7 | 2027 | Q1 | wkend | 88.6094 | 84.1396 | 92.5156 | 113.3303 | 104.7061
n7 | 2027 | Q1 | wkday | 88.7695 | 94.143 | 104.3196 | 118.1958 | 106.3254
n7 | 2027 | Q2 | wkend | 93.3874 | 86.6215 | 96.6179 | 114.2514 | 110.8324
n7 | 2027 | Q2 | wkday | 94.7081 | 95.6408 | 111.3143 | 119.1925 | 112.1408
n7 | 2027 | Q3 | wkend | 97.8479 | 89.7407 | 99.8824 | 117.4552 | 112.7882
n7 | 2027 | Q3 | wkday | 98.1794 | 98.1465 | 115.9838 | 122.9613 | 115.3114
n7 | 2027 | Q4 | wkend | 90.9352 | 86.914 | 95.845 | 116.7054 | 106.1675
n7 | 2027 | Q4 | wkday | 91.1356 | 94.406 | 106.6136 | 120.4967 | 106.7526
n7 | 2028 | Q1 | wkend | 90.3812 | 85.822 | 94.3655 | 115.5965 | 106.7998
n7 | 2028 | Q1 | wkday | 90.6578 | 96.0439 | 106.4784 | 120.5902 | 108.5869
n7 | 2028 | Q2 | wkend | 95.2547 | 88.3535 | 98.5498 | 116.5359 | 113.0486
n7 | 2028 | Q2 | wkday | 96.7407 | 97.6272 | 113.7424 | 121.6832 | 114.5724
n7 | 2028 | Q3 | wkend | 99.8044 | 91.5351 | 101.8796 | 119.8038 | 115.0435
n7 | 2028 | Q3 | wkday | 100.0058 | 100.054 | 118.1505 | 125.3636 | 117.4174
n7 | 2028 | Q4 | wkend | 92.7535 | 88.6519 | 97.7614 | 119.039 | 108.2904
n7 | 2028 | Q4 | wkday | 92.8206 | 96.2087 | 108.5887 | 122.817 | 108.76
n7 | 2029 | Q1 | wkend | 92.2878 | 87.6325 | 96.3562 | 118.035 | 109.0527
n7 | 2029 | Q1 | wkday | 92.6843 | 98.1197 | 108.9019 | 123.1497 | 111.0004
n7 | 2029 | Q2 | wkend | 97.2641 | 90.2174 | 100.6288 | 118.9943 | 115.4334
n7 | 2029 | Q2 | wkday | 98.9314 | 99.7915 | 116.2884 | 124.3381 | 117.1438
n7 | 2029 | Q3 | wkend | 101.9098 | 93.4661 | 104.0288 | 122.3311 | 117.4703
n7 | 2029 | Q3 | wkday | 102.0097 | 102.11 | 120.5128 | 127.9813 | 119.7266
n7 | 2029 | Q4 | wkend | 94.7101 | 90.522 | 99.8237 | 121.5502 | 110.5748
n7 | 2029 | Q4 | wkday | 94.6321 | 98.1768 | 110.7317 | 125.3471 | 110.944
n7 | 2030 | Q1 | wkend | 94.2715 | 89.516 | 98.4273 | 120.5721 | 111.3967
n7 | 2030 | Q1 | wkday | 94.7634 | 100.1995 | 111.3592 | 125.8145 | 113.4965
n7 | 2030 | Q2 | wkend | 99.3547 | 92.1565 | 102.7917 | 121.552 | 117.9145
n7 | 2030 | Q2 | wkday | 101.1878 | 102.0375 | 118.9425 | 127.1193 | 119.8092
n7 | 2030 | Q3 | wkend | 104.1003 | 95.4751 | 106.2648 | 124.9605 | 119.9953
n7 | 2030 | Q3 | wkday | 104.076 | 104.236 | 123.0398 | 130.7773 | 122.2338
n7 | 2030 | Q4 | wkend | 96.6052 | 92.7345 | 102.0474 | 123.9586 | 112.7044
n7 | 2030 | Q4 | wkday | 96.6382 | 100.2884 | 113.0104 | 127.9808 | 113.2465
n7 | 2031 | Q1 | wkend | 96.4548 | 91.4841 | 100.6652 | 123.2233 | 113.9289
n7 | 2031 | Q1 | wkday | 96.8166 | 102.1566 | 113.505 | 128.4213 | 115.8911
n7 | 2031 | Q2 | wkend | 101.5265 | 94.171 | 105.0386 | 124.209 | 120.492
n7 | 2031 | Q2 | wkday | 103.5691 | 104.5384 | 122.0044 | 130.0868 | 122.6473
n7 | 2031 | Q3 | wkend | 106.2554 | 97.5068 | 108.5517 | 127.8401 | 122.5532
n7 | 2031 | Q3 | wkday | 106.3534 | 106.5415 | 125.7477 | 133.676 | 124.9058
n7 | 2031 | Q4 | wkend | 98.3526 | 94.6373 | 104.0798 | 126.4362 | 114.9319
n7 | 2031 | Q4 | wkday | 98.7506 | 102.4806 | 115.4807 | 130.7783 | 115.722
n7 | 2032 | Q1 | wkend | 98.3066 | 93.267 | 102.728 | 125.5808 | 116.238
n7 | 2032 | Q1 | wkday | 98.7522 | 104.1989 | 115.7742 | 130.9887 | 118.208
n7 | 2032 | Q2 | wkend | 103.9842 | 96.3673 | 107.4695 | 126.7795 | 123.224
n7 | 2032 | Q2 | wkday | 105.6397 | 106.6283 | 124.4435 | 132.6875 | 125.0993
n7 | 2032 | Q3 | wkend | 108.4216 | 99.5823 | 110.7607 | 130.6359 | 124.9072
n7 | 2032 | Q3 | wkday | 108.4796 | 108.6714 | 128.2617 | 136.3484 | 127.4029
n7 | 2032 | Q4 | wkend | 100.0593 | 96.3312 | 105.9539 | 128.7947 | 117.012
n7 | 2032 | Q4 | wkday | 100.6723 | 104.3629 | 117.5777 | 133.3056 | 117.9843
n7 | 2033 | Q1 | wkend | 100.3854 | 95.1735 | 104.8166 | 128.0482 | 118.7456
n7 | 2033 | Q1 | wkday | 100.6979 | 106.232 | 118.0562 | 133.5378 | 120.5666
n7 | 2033 | Q2 | wkend | 106.2985 | 98.4235 | 109.811 | 129.3322 | 125.89
n7 | 2033 | Q2 | wkday | 107.7309 | 108.7392 | 126.9071 | 135.3142 | 127.5757
n7 | 2033 | Q3 | wkend | 110.5749 | 101.5841 | 112.9724 | 133.3922 | 127.313
n7 | 2033 | Q3 | wkday | 110.6156 | 110.6555 | 130.5029 | 139.008 | 129.8222
n7 | 2033 | Q4 | wkend | 102.0401 | 98.2382 | 108.0514 | 131.3444 | 119.3284
n7 | 2033 | Q4 | wkday | 102.54 | 106.54 | 119.9974 | 135.9316 | 120.2684
n7 | 2034 | Q1 | wkend | 103.0287 | 97.6795 | 107.5765 | 131.4198 | 121.8723
n7 | 2034 | Q1 | wkday | 103.4267 | 108.817 | 120.9164 | 136.9138 | 123.7711
n7 | 2034 | Q2 | wkend | 109.0975 | 101.0151 | 112.7024 | 132.7377 | 129.2048
n7 | 2034 | Q2 | wkday | 110.6297 | 111.8204 | 130.7566 | 139.099 | 131.0866
n7 | 2034 | Q3 | wkend | 113.4864 | 104.2589 | 115.9471 | 136.9045 | 130.6653
n7 | 2034 | Q3 | wkday | 113.4676 | 113.5447 | 133.8658 | 142.7228 | 133.1959
n7 | 2034 | Q4 | wkend | 104.7269 | 100.8249 | 110.8965 | 134.8028 | 122.4704
n7 | 2034 | Q4 | wkday | 105.1587 | 109.3367 | 122.9145 | 139.3527 | 123.2741
n7 | 2035 | Q1 | wkend | 105.6526 | 100.1672 | 110.3163 | 134.7669 | 124.9762
n7 | 2035 | Q1 | wkday | 106.1164 | 111.5036 | 124.1274 | 140.387 | 126.9721
n7 | 2035 | Q2 | wkend | 111.876 | 103.5878 | 115.5727 | 136.1182 | 132.4954
n7 | 2035 | Q2 | wkday | 113.5869 | 114.8316 | 134.2143 | 142.6996 | 134.6309
n7 | 2035 | Q3 | wkend | 116.3767 | 106.9142 | 118.9 | 140.3912 | 133.9931
n7 | 2035 | Q3 | wkday | 116.3245 | 116.3876 | 137.2202 | 146.4869 | 136.5315
n7 | 2035 | Q4 | wkend | 107.3941 | 103.3927 | 113.7208 | 138.236 | 125.5895
n7 | 2035 | Q4 | wkday | 107.6478 | 112.0377 | 125.805 | 142.7144 | 126.2124
n7 | 2036 | Q1 | wkend | 108.3152 | 102.6915 | 113.0964 | 138.1631 | 128.1257
n7 | 2036 | Q1 | wkday | 108.8787 | 114.3377 | 127.4525 | 143.961 | 130.2989
n7 | 2036 | Q2 | wkend | 114.6953 | 106.1983 | 118.4853 | 139.5485 | 135.8344
n7 | 2036 | Q2 | wkday | 116.5882 | 117.8338 | 137.7511 | 146.3821 | 138.2134
n7 | 2036 | Q3 | wkend | 119.3095 | 109.6086 | 121.8964 | 143.9292 | 137.3699
n7 | 2036 | Q3 | wkday | 119.2339 | 119.3509 | 140.5866 | 150.1457 | 139.7622
n7 | 2036 | Q4 | wkend | 110.1005 | 105.9983 | 116.5867 | 141.7196 | 128.7544
n7 | 2036 | Q4 | wkday | 110.166 | 114.7364 | 128.7744 | 146.2535 | 129.2958
n7 | 2037 | Q1 | wkend | 111.0163 | 105.2524 | 115.9168 | 141.6086 | 131.3209
n7 | 2037 | Q1 | wkday | 111.7159 | 117.1735 | 130.7173 | 147.5386 | 133.6531
n7 | 2037 | Q2 | wkend | 117.5556 | 108.8466 | 121.44 | 143.0285 | 139.2218
n7 | 2037 | Q2 | wkday | 119.642 | 120.8427 | 141.4236 | 150.192 | 141.9431
n7 | 2037 | Q3 | wkend | 122.2848 | 112.3419 | 124.9362 | 147.5185 | 140.7955
n7 | 2037 | Q3 | wkday | 122.0733 | 122.337 | 143.9131 | 153.8348 | 142.9921
n7 | 2037 | Q4 | wkend | 112.7376 | 108.9685 | 119.6546 | 145.1984 | 131.7986
n7 | 2037 | Q4 | wkday | 112.8348 | 117.5055 | 131.8998 | 149.8581 | 132.463
n7 | 2038 | Q1 | wkend | 113.9219 | 107.9287 | 118.898 | 145.0429 | 134.6471
n7 | 2038 | Q1 | wkday | 114.4706 | 120.0197 | 133.9651 | 151.1069 | 136.8769
n7 | 2038 | Q2 | wkend | 120.4158 | 111.4949 | 124.3948 | 146.5086 | 142.6092
n7 | 2038 | Q2 | wkday | 122.7735 | 123.8935 | 145.1155 | 154.0142 | 145.6996
n7 | 2038 | Q3 | wkend | 125.0212 | 114.9576 | 127.8204 | 151.1923 | 144.0465
n7 | 2038 | Q3 | wkday | 124.9603 | 125.3114 | 147.3389 | 157.5473 | 146.3462
n7 | 2038 | Q4 | wkend | 115.12 | 111.4777 | 122.4372 | 148.5493 | 134.8231
n7 | 2038 | Q4 | wkday | 115.5802 | 120.3645 | 135.109 | 153.5043 | 135.6859
n7 | 2039 | Q1 | wkend | 116.8449 | 110.6852 | 122.0487 | 148.4902 | 138.0685
n7 | 2039 | Q1 | wkday | 117.2673 | 122.952 | 137.2381 | 154.7987 | 140.2211
n7 | 2039 | Q2 | wkend | 123.9994 | 114.6755 | 127.9445 | 150.5486 | 146.8093
n7 | 2039 | Q2 | wkday | 125.7731 | 126.9204 | 148.6609 | 157.7771 | 149.2593
n7 | 2039 | Q3 | wkend | 127.6967 | 117.5036 | 130.6683 | 154.8929 | 147.1916
n7 | 2039 | Q3 | wkday | 128.0133 | 128.3729 | 150.9386 | 161.3965 | 149.9216
n7 | 2039 | Q4 | wkend | 117.7183 | 114.072 | 125.2627 | 151.9346 | 137.8638
n7 | 2039 | Q4 | wkday | 118.3326 | 123.1253 | 138.1337 | 157.1285 | 138.8818
n7 | 2040 | Q1 | wkend | 119.6151 | 113.2557 | 124.8846 | 152.1165 | 141.5474
n7 | 2040 | Q1 | wkday | 120.1207 | 125.8978 | 140.5296 | 158.4624 | 143.6076
n7 | 2040 | Q2 | wkend | 127.6183 | 117.9202 | 131.5552 | 154.4268 | 150.941
n7 | 2040 | Q2 | wkday | 128.7518 | 129.9263 | 152.1817 | 161.5138 | 152.7943
n7 | 2040 | Q3 | wkend | 130.4719 | 120.0786 | 133.5586 | 158.3973 | 150.2022
n7 | 2040 | Q3 | wkday | 131.0262 | 131.4514 | 154.5351 | 165.3489 | 153.4805
n7 | 2040 | Q4 | wkend | 120.5063 | 116.7736 | 128.2293 | 155.533 | 141.1289
n7 | 2040 | Q4 | wkday | 120.9186 | 125.8534 | 141.0842 | 160.5908 | 141.9492
n9 | 2017 | Q1 | wkend | 39.8477 | 37.9071 | 41.5094 | 51.2561 | 47.0527
n9 | 2017 | Q1 | wkday | 39.8535 | 42.2687 | 46.7122 | 53.1761 | 47.6859
n9 | 2017 | Q2 | wkend | 41.7755 | 38.8488 | 43.3598 | 51.4006 | 49.5245
n9 | 2017 | Q2 | wkday | 42.5581 | 43.0942 | 49.933 | 53.783 | 50.402
n9 | 2017 | Q3 | wkend | 44.5516 | 40.7732 | 45.2868 | 53.0146 | 51.4638
n9 | 2017 | Q3 | wkday | 44.705 | 44.4773 | 52.8408 | 55.6468 | 52.605
n9 | 2017 | Q4 | wkend | 41.1394 | 39.1198 | 43.1921 | 52.7627 | 47.9852
n9 | 2017 | Q4 | wkday | 41.3204 | 43.0025 | 48.7625 | 54.6829 | 48.3988
n9 | 2018 | Q1 | wkend | 39.4357 | 37.5394 | 41.1956 | 50.7291 | 46.5952
n9 | 2018 | Q1 | wkday | 39.4241 | 41.8132 | 46.2089 | 52.6031 | 47.1721
n9 | 2018 | Q2 | wkend | 41.3933 | 38.5098 | 42.9545 | 50.8484 | 49.0972
n9 | 2018 | Q2 | wkday | 42.0996 | 42.6299 | 49.3949 | 53.2035 | 49.8589
n9 | 2018 | Q3 | wkend | 43.9685 | 40.241 | 44.7353 | 52.4661 | 50.757
n9 | 2018 | Q3 | wkday | 44.2233 | 43.9981 | 52.2714 | 55.0472 | 52.0382
n9 | 2018 | Q4 | wkend | 40.7002 | 38.7233 | 42.72 | 52.1689 | 47.4381
n9 | 2018 | Q4 | wkday | 40.8901 | 42.476 | 48.1247 | 54.052 | 47.8634
n9 | 2019 | Q1 | wkend | 39.2769 | 37.3525 | 41.0314 | 50.4383 | 46.4489
n9 | 2019 | Q1 | wkday | 39.1728 | 41.6212 | 46.0188 | 52.3052 | 46.8796
n9 | 2019 | Q2 | wkend | 41.2612 | 38.3755 | 42.7632 | 50.6222 | 48.9405
n9 | 2019 | Q2 | wkday | 41.8459 | 42.373 | 49.0973 | 52.8829 | 49.5585
n9 | 2019 | Q3 | wkend | 43.6783 | 39.9624 | 44.4358 | 52.1237 | 50.3568
n9 | 2019 | Q3 | wkday | 43.9224 | 43.7244 | 51.922 | 54.7131 | 51.6765
n9 | 2019 | Q4 | wkend | 40.455 | 38.4899 | 42.4626 | 51.8546 | 47.1522
n9 | 2019 | Q4 | wkday | 40.6188 | 42.1351 | 47.679 | 53.6617 | 47.5514
n9 | 2020 | Q1 | wkend | 39.0205 | 37.1087 | 40.7635 | 50.1091 | 46.1457
n9 | 2020 | Q1 | wkday | 38.9537 | 41.3724 | 45.7525 | 51.9675 | 46.5994
n9 | 2020 | Q2 | wkend | 40.9918 | 38.125 | 42.484 | 50.2918 | 48.621
n9 | 2020 | Q2 | wkday | 41.606 | 42.1121 | 48.826 | 52.5474 | 49.2848
n9 | 2020 | Q3 | wkend | 43.3931 | 39.7015 | 44.1457 | 51.7834 | 50.028
n9 | 2020 | Q3 | wkday | 43.5884 | 43.4296 | 51.5238 | 54.3413 | 51.2625
n9 | 2020 | Q4 | wkend | 40.1909 | 38.2387 | 42.1854 | 51.5161 | 46.8444
n9 | 2020 | Q4 | wkday | 40.3248 | 41.8235 | 47.3358 | 53.3107 | 47.2405
n9 | 2021 | Q1 | wkend | 39.048 | 37.1348 | 40.7922 | 50.1443 | 46.1782
n9 | 2021 | Q1 | wkday | 38.9938 | 41.4085 | 45.795 | 52.0179 | 46.6748
n9 | 2021 | Q2 | wkend | 41.0207 | 38.1518 | 42.5139 | 50.3272 | 48.6553
n9 | 2021 | Q2 | wkday | 41.6805 | 42.1668 | 48.9141 | 52.5812 | 49.3393
n9 | 2021 | Q3 | wkend | 43.4237 | 39.7294 | 44.1768 | 51.8199 | 50.0633
n9 | 2021 | Q3 | wkday | 43.5558 | 43.4248 | 51.4832 | 54.3673 | 51.2385
n9 | 2021 | Q4 | wkend | 40.2192 | 38.2656 | 42.2151 | 51.5523 | 46.8774
n9 | 2021 | Q4 | wkday | 40.3523 | 41.8359 | 47.3714 | 53.3502 | 47.274
n9 | 2022 | Q1 | wkend | 39.4418 | 37.5093 | 41.2036 | 50.65 | 46.6439
n9 | 2022 | Q1 | wkday | 39.4218 | 41.8844 | 46.3058 | 52.5573 | 47.1827
n9 | 2022 | Q2 | wkend | 41.4344 | 38.5366 | 42.9427 | 50.8347 | 49.1459
n9 | 2022 | Q2 | wkday | 42.1281 | 42.6158 | 49.4551 | 53.1105 | 49.8599
n9 | 2022 | Q3 | wkend | 43.8616 | 40.1301 | 44.6223 | 52.3425 | 50.5681
n9 | 2022 | Q3 | wkday | 43.9489 | 43.8493 | 51.9175 | 54.8839 | 51.654
n9 | 2022 | Q4 | wkend | 40.6248 | 38.6515 | 42.6408 | 52.0722 | 47.3501
n9 | 2022 | Q4 | wkday | 40.75 | 42.2078 | 47.8546 | 53.9159 | 47.7921
n9 | 2023 | Q1 | wkend | 39.8447 | 37.8925 | 41.6245 | 51.1675 | 47.1204
n9 | 2023 | Q1 | wkday | 39.8677 | 42.3543 | 46.8172 | 53.1105 | 47.7167
n9 | 2023 | Q2 | wkend | 41.8577 | 38.9303 | 43.3814 | 51.354 | 49.648
n9 | 2023 | Q2 | wkday | 42.5717 | 43.0388 | 50.0065 | 53.6534 | 50.3932
n9 | 2023 | Q3 | wkend | 44.3097 | 40.54 | 45.0782 | 52.8772 | 51.0847
n9 | 2023 | Q3 | wkday | 44.3274 | 44.2685 | 52.3772 | 55.4305 | 52.1192
n9 | 2023 | Q4 | wkend | 41.0504 | 39.1511 | 43.2309 | 52.6128 | 47.8262
n9 | 2023 | Q4 | wkday | 41.1805 | 42.6494 | 48.3336 | 54.4719 | 48.2746
n9 | 2024 | Q1 | wkend | 40.2992 | 38.3095 | 42.0871 | 51.7112 | 47.6275
n9 | 2024 | Q1 | wkday | 40.3781 | 42.8769 | 47.4133 | 53.7639 | 48.3135
n9 | 2024 | Q2 | wkend | 42.3483 | 39.3866 | 43.8899 | 51.9559 | 50.2299
n9 | 2024 | Q2 | wkday | 43.1032 | 43.55 | 50.6499 | 54.2839 | 51.03
n9 | 2024 | Q3 | wkend | 44.709 | 40.9412 | 45.5488 | 53.5318 | 51.6247
n9 | 2024 | Q3 | wkday | 44.8441 | 44.7856 | 52.9762 | 56.087 | 52.7118
n9 | 2024 | Q4 | wkend | 41.4914 | 39.6197 | 43.7393 | 53.231 | 48.4046
n9 | 2024 | Q4 | wkday | 41.6632 | 43.1493 | 48.9002 | 55.1103 | 48.8405
n9 | 2025 | Q1 | wkend | 40.8683 | 38.8306 | 42.6894 | 52.3407 | 48.3086
n9 | 2025 | Q1 | wkday | 40.9102 | 43.4418 | 48.038 | 54.4723 | 48.95
n9 | 2025 | Q2 | wkend | 43.0077 | 39.952 | 44.5533 | 52.6695 | 50.9983
n9 | 2025 | Q2 | wkday | 43.6711 | 44.1238 | 51.3172 | 54.9992 | 51.7023
n9 | 2025 | Q3 | wkend | 45.1985 | 41.4281 | 46.1163 | 54.266 | 52.1664
n9 | 2025 | Q3 | wkday | 45.435 | 45.3757 | 53.6742 | 56.826 | 53.4063
n9 | 2025 | Q4 | wkend | 41.9974 | 40.1403 | 44.2649 | 53.8991 | 49.0323
n9 | 2025 | Q4 | wkday | 42.2189 | 43.6749 | 49.4678 | 55.8179 | 49.4633
n9 | 2026 | Q1 | wkend | 41.5472 | 39.4514 | 43.3788 | 53.1384 | 49.0946
n9 | 2026 | Q1 | wkday | 41.5504 | 44.1093 | 48.8324 | 55.3645 | 49.7721
n9 | 2026 | Q2 | wkend | 43.7875 | 40.6151 | 45.3022 | 53.5703 | 51.9672
n9 | 2026 | Q2 | wkday | 44.337 | 44.7966 | 52.0996 | 55.8377 | 52.4906
n9 | 2026 | Q3 | wkend | 45.879 | 42.0777 | 46.8329 | 55.0725 | 52.8842
n9 | 2026 | Q3 | wkday | 46.0887 | 46.049 | 54.4614 | 57.6828 | 54.172
n9 | 2026 | Q4 | wkend | 42.6377 | 40.7523 | 44.9398 | 54.7209 | 49.7799
n9 | 2026 | Q4 | wkday | 42.821 | 44.318 | 50.0948 | 56.5789 | 50.1268
n9 | 2027 | Q1 | wkend | 42.217 | 40.0875 | 44.0781 | 53.9951 | 49.8861
n9 | 2027 | Q1 | wkday | 42.2933 | 44.8535 | 49.702 | 56.3132 | 50.6576
n9 | 2027 | Q2 | wkend | 44.4935 | 41.2699 | 46.0326 | 54.4339 | 52.805
n9 | 2027 | Q2 | wkday | 45.1227 | 45.5671 | 53.0346 | 56.788 | 53.4283
n9 | 2027 | Q3 | wkend | 46.6186 | 42.756 | 47.5879 | 55.9603 | 53.7368
n9 | 2027 | Q3 | wkday | 46.7766 | 46.7609 | 55.2593 | 58.5837 | 54.939
n9 | 2027 | Q4 | wkend | 43.3251 | 41.4093 | 45.6644 | 55.6031 | 50.5824
n9 | 2027 | Q4 | wkday | 43.4206 | 44.9788 | 50.795 | 57.4094 | 50.8612
n9 | 2028 | Q1 | wkend | 43.0612 | 40.889 | 44.9595 | 55.0748 | 50.8837
n9 | 2028 | Q1 | wkday | 43.193 | 45.7591 | 50.7306 | 57.454 | 51.7351
n9 | 2028 | Q2 | wkend | 45.3831 | 42.0951 | 46.9531 | 55.5224 | 53.8609
n9 | 2028 | Q2 | wkday | 46.0911 | 46.5135 | 54.1914 | 57.9747 | 54.5868
n9 | 2028 | Q3 | wkend | 47.5508 | 43.611 | 48.5395 | 57.0793 | 54.8113
n9 | 2028 | Q3 | wkday | 47.6468 | 47.6697 | 56.2916 | 59.7282 | 55.9423
n9 | 2028 | Q4 | wkend | 44.1914 | 42.2373 | 46.5774 | 56.7149 | 51.5938
n9 | 2028 | Q4 | wkday | 44.2234 | 45.8376 | 51.736 | 58.5149 | 51.8176
n9 | 2029 | Q1 | wkend | 43.9696 | 41.7516 | 45.9079 | 56.2366 | 51.9571
n9 | 2029 | Q1 | wkday | 44.1585 | 46.7481 | 51.8852 | 58.6734 | 52.885
n9 | 2029 | Q2 | wkend | 46.3405 | 42.9832 | 47.9435 | 56.6936 | 54.9971
n9 | 2029 | Q2 | wkday | 47.1349 | 47.5447 | 55.4044 | 59.2396 | 55.812
n9 | 2029 | Q3 | wkend | 48.5539 | 44.531 | 49.5635 | 58.2834 | 55.9675
n9 | 2029 | Q3 | wkday | 48.6015 | 48.6493 | 57.4171 | 60.9754 | 57.0425
n9 | 2029 | Q4 | wkend | 45.1237 | 43.1283 | 47.56 | 57.9113 | 52.6822
n9 | 2029 | Q4 | wkday | 45.0865 | 46.7754 | 52.757 | 59.7203 | 52.8582
n9 | 2030 | Q1 | wkend | 44.9147 | 42.649 | 46.8947 | 57.4453 | 53.0738
n9 | 2030 | Q1 | wkday | 45.1491 | 47.739 | 53.0559 | 59.9431 | 54.0742
n9 | 2030 | Q2 | wkend | 47.3366 | 43.907 | 48.974 | 57.9122 | 56.1792
n9 | 2030 | Q2 | wkday | 48.2099 | 48.6147 | 56.6689 | 60.5647 | 57.0819
n9 | 2030 | Q3 | wkend | 49.5975 | 45.4881 | 50.6288 | 59.5362 | 57.1705
n9 | 2030 | Q3 | wkday | 49.5859 | 49.6622 | 58.621 | 62.3075 | 58.2371
n9 | 2030 | Q4 | wkend | 46.0266 | 44.1824 | 48.6194 | 59.0588 | 53.6969
n9 | 2030 | Q4 | wkday | 46.0423 | 47.7814 | 53.8427 | 60.9752 | 53.9551
n9 | 2031 | Q1 | wkend | 45.9549 | 43.5867 | 47.9609 | 58.7085 | 54.2803
n9 | 2031 | Q1 | wkday | 46.1273 | 48.6715 | 54.0783 | 61.185 | 55.2151
n9 | 2031 | Q2 | wkend | 48.3713 | 44.8668 | 50.0446 | 59.1781 | 57.4072
n9 | 2031 | Q2 | wkday | 49.3445 | 49.8063 | 58.1278 | 61.9785 | 58.434
n9 | 2031 | Q3 | wkend | 50.6243 | 46.4561 | 51.7184 | 60.9081 | 58.3892
n9 | 2031 | Q3 | wkday | 50.671 | 50.7606 | 59.9112 | 63.6886 | 59.5101
n9 | 2031 | Q4 | wkend | 46.8591 | 45.089 | 49.5878 | 60.2392 | 54.7581
n9 | 2031 | Q4 | wkday | 47.0487 | 48.8258 | 55.0196 | 62.308 | 55.1346
n9 | 2032 | Q1 | wkend | 46.8372 | 44.4361 | 48.9437 | 59.8317 | 55.3804
n9 | 2032 | Q1 | wkday | 47.0495 | 49.6445 | 55.1594 | 62.4082 | 56.319
n9 | 2032 | Q2 | wkend | 49.5422 | 45.9132 | 51.2028 | 60.4028 | 58.7088
n9 | 2032 | Q2 | wkday | 50.3309 | 50.802 | 59.2899 | 63.2176 | 59.6023
n9 | 2032 | Q3 | wkend | 51.6564 | 47.445 | 52.7708 | 62.2401 | 59.5108
n9 | 2032 | Q3 | wkday | 51.684 | 51.7754 | 61.109 | 64.9618 | 60.6998
n9 | 2032 | Q4 | wkend | 47.6722 | 45.896 | 50.4807 | 61.3629 | 55.7492
n9 | 2032 | Q4 | wkday | 47.9643 | 49.7227 | 56.0187 | 63.5121 | 56.2124
n9 | 2033 | Q1 | wkend | 47.8276 | 45.3444 | 49.9388 | 61.0073 | 56.5752
n9 | 2033 | Q1 | wkday | 47.9765 | 50.6131 | 56.2466 | 63.6227 | 57.4427
n9 | 2033 | Q2 | wkend | 50.6448 | 46.8929 | 52.3183 | 61.619 | 59.979
n9 | 2033 | Q2 | wkday | 51.3273 | 51.8077 | 60.4636 | 64.4691 | 60.7822
n9 | 2033 | Q3 | wkend | 52.6823 | 48.3987 | 53.8246 | 63.5533 | 60.657
n9 | 2033 | Q3 | wkday | 52.7017 | 52.7207 | 62.1768 | 66.229 | 61.8524
n9 | 2033 | Q4 | wkend | 48.616 | 46.8046 | 51.48 | 62.5777 | 56.8528
n9 | 2033 | Q4 | wkday | 48.8541 | 50.7599 | 57.1715 | 64.7632 | 57.3006
n9 | 2034 | Q1 | wkend | 49.087 | 46.5384 | 51.2537 | 62.6136 | 58.0648
n9 | 2034 | Q1 | wkday | 49.2766 | 51.8447 | 57.6094 | 65.2312 | 58.9695
n9 | 2034 | Q2 | wkend | 51.9784 | 48.1276 | 53.6959 | 63.2415 | 61.5583
n9 | 2034 | Q2 | wkday | 52.7084 | 53.2757 | 62.2977 | 66.2723 | 62.4549
n9 | 2034 | Q3 | wkend | 54.0695 | 49.6731 | 55.2418 | 65.2268 | 62.2542
n9 | 2034 | Q3 | wkday | 54.0605 | 54.0972 | 63.779 | 67.9988 | 63.4598
n9 | 2034 | Q4 | wkend | 49.8961 | 48.037 | 52.8355 | 64.2254 | 58.3498
n9 | 2034 | Q4 | wkday | 50.1018 | 52.0924 | 58.5613 | 66.3932 | 58.7327
n9 | 2035 | Q1 | wkend | 50.3371 | 47.7236 | 52.5591 | 64.2083 | 59.5436
n9 | 2035 | Q1 | wkday | 50.5581 | 53.1248 | 59.1392 | 66.8859 | 60.4946
n9 | 2035 | Q2 | wkend | 53.3022 | 49.3533 | 55.0635 | 64.8521 | 63.1261
n9 | 2035 | Q2 | wkday | 54.1173 | 54.7104 | 63.9451 | 67.9878 | 64.1435
n9 | 2035 | Q3 | wkend | 55.4465 | 50.9382 | 56.6487 | 66.888 | 63.8397
n9 | 2035 | Q3 | wkday | 55.4216 | 55.4517 | 65.3772 | 69.7922 | 65.049
n9 | 2035 | Q4 | wkend | 51.1668 | 49.2604 | 54.1811 | 65.8611 | 59.8358
n9 | 2035 | Q4 | wkday | 51.2877 | 53.3792 | 59.9385 | 67.9948 | 60.1326
n9 | 2036 | Q1 | wkend | 51.6057 | 48.9263 | 53.8836 | 65.8264 | 61.0442
n9 | 2036 | Q1 | wkday | 51.8741 | 54.475 | 60.7234 | 68.5887 | 62.0796
n9 | 2036 | Q2 | wkend | 54.6454 | 50.5971 | 56.4511 | 66.4865 | 64.7169
n9 | 2036 | Q2 | wkday | 55.5473 | 56.1407 | 65.6301 | 69.7423 | 65.8504
n9 | 2036 | Q3 | wkend | 56.8438 | 52.2219 | 58.0763 | 68.5736 | 65.4485
n9 | 2036 | Q3 | wkday | 56.8078 | 56.8635 | 66.981 | 71.5354 | 66.5883
n9 | 2036 | Q4 | wkend | 52.4563 | 50.5018 | 55.5465 | 67.5209 | 61.3437
n9 | 2036 | Q4 | wkday | 52.4875 | 54.665 | 61.3532 | 69.681 | 61.6017
n9 | 2037 | Q1 | wkend | 52.8926 | 50.1464 | 55.2274 | 67.468 | 62.5665
n9 | 2037 | Q1 | wkday | 53.2259 | 55.8261 | 62.2789 | 70.2933 | 63.6776
n9 | 2037 | Q2 | wkend | 56.0082 | 51.8588 | 57.8589 | 68.1445 | 66.3308
n9 | 2037 | Q2 | wkday | 57.0022 | 57.5743 | 67.3798 | 71.5574 | 67.6273
n9 | 2037 | Q3 | wkend | 58.2614 | 53.5242 | 59.5246 | 70.2837 | 67.0806
n9 | 2037 | Q3 | wkday | 58.1606 | 58.2862 | 68.5659 | 73.293 | 68.1271
n9 | 2037 | Q4 | wkend | 53.7127 | 51.9169 | 57.0082 | 69.1783 | 62.7941
n9 | 2037 | Q4 | wkday | 53.759 | 55.9843 | 62.8423 | 71.3984 | 63.1106
n9 | 2038 | Q1 | wkend | 54.2769 | 51.4215 | 56.6478 | 69.1042 | 64.1512
n9 | 2038 | Q1 | wkday | 54.5383 | 57.1822 | 63.8263 | 71.9933 | 65.2136
n9 | 2038 | Q2 | wkend | 57.3709 | 53.1206 | 59.2666 | 69.8025 | 67.9447
n9 | 2038 | Q2 | wkday | 58.4942 | 59.0278 | 69.1388 | 73.3785 | 69.4171
n9 | 2038 | Q3 | wkend | 59.5651 | 54.7704 | 60.8987 | 72.034 | 68.6295
n9 | 2038 | Q3 | wkday | 59.5361 | 59.7033 | 70.1981 | 75.0618 | 69.7251
n9 | 2038 | Q4 | wkend | 54.8477 | 53.1124 | 58.334 | 70.7748 | 64.2351
n9 | 2038 | Q4 | wkday | 55.067 | 57.3464 | 64.3713 | 73.1356 | 64.6462
n9 | 2039 | Q1 | wkend | 55.6696 | 52.7348 | 58.1488 | 70.7466 | 65.7813
n9 | 2039 | Q1 | wkday | 55.8708 | 58.5792 | 65.3857 | 73.7523 | 66.8069
n9 | 2039 | Q2 | wkend | 59.0782 | 54.636 | 60.9579 | 71.7274 | 69.9458
n9 | 2039 | Q2 | wkday | 59.9233 | 60.4699 | 70.828 | 75.1713 | 71.1131
n9 | 2039 | Q3 | wkend | 60.8398 | 55.9834 | 62.2556 | 73.7972 | 70.1279
n9 | 2039 | Q3 | wkday | 60.9906 | 61.162 | 71.9132 | 76.8957 | 71.4286
n9 | 2039 | Q4 | wkend | 56.0857 | 54.3484 | 59.6801 | 72.3877 | 65.6838
n9 | 2039 | Q4 | wkday | 56.3784 | 58.6618 | 65.8124 | 74.8622 | 66.1688
n9 | 2040 | Q1 | wkend | 56.9894 | 53.9595 | 59.5 | 72.4744 | 67.4388
n9 | 2040 | Q1 | wkday | 57.2303 | 59.9827 | 66.9539 | 75.4978 | 68.4204
n9 | 2040 | Q2 | wkend | 60.8024 | 56.1819 | 62.6781 | 73.5751 | 71.9143
n9 | 2040 | Q2 | wkday | 61.3425 | 61.9021 | 72.5054 | 76.9516 | 72.7973
n9 | 2040 | Q3 | wkend | 62.162 | 57.2102 | 63.6326 | 75.4668 | 71.5623
n9 | 2040 | Q3 | wkday | 62.4261 | 62.6287 | 73.6267 | 78.7788 | 73.1242
n9 | 2040 | Q4 | wkend | 57.414 | 55.6356 | 61.0936 | 74.1021 | 67.2394
n9 | 2040 | Q4 | wkday | 57.6104 | 59.9616 | 67.2181 | 76.5119 | 67.6302
n10 | 2017 | Q1 | wkend | 30.6521 | 29.1593 | 31.9303 | 39.4278 | 36.1944
n10 | 2017 | Q1 | wkday | 30.6566 | 32.5144 | 35.9325 | 40.9047 | 36.6815
n10 | 2017 | Q2 | wkend | 32.135 | 29.8837 | 33.3537 | 39.539 | 38.0958
n10 | 2017 | Q2 | wkday | 32.737 | 33.1494 | 38.41 | 41.3715 | 38.7708
n10 | 2017 | Q3 | wkend | 34.2705 | 31.364 | 34.836 | 40.7805 | 39.5876
n10 | 2017 | Q3 | wkday | 34.3885 | 34.2133 | 40.6468 | 42.8053 | 40.4654
n10 | 2017 | Q4 | wkend | 31.6457 | 30.0922 | 33.2247 | 40.5867 | 36.9117
n10 | 2017 | Q4 | wkday | 31.7849 | 33.0788 | 37.5096 | 42.0638 | 37.2298
n10 | 2018 | Q1 | wkend | 30.3352 | 28.8764 | 31.6889 | 39.0224 | 35.8425
n10 | 2018 | Q1 | wkday | 30.3263 | 32.164 | 35.5453 | 40.4639 | 36.2862
n10 | 2018 | Q2 | wkend | 31.841 | 29.6229 | 33.0419 | 39.1142 | 37.7671
n10 | 2018 | Q2 | wkday | 32.3843 | 32.7922 | 37.9961 | 40.9257 | 38.353
n10 | 2018 | Q3 | wkend | 33.8219 | 30.9546 | 34.4118 | 40.3586 | 39.0438
n10 | 2018 | Q3 | wkday | 34.0179 | 33.8447 | 40.2088 | 42.344 | 40.0294
n10 | 2018 | Q4 | wkend | 31.3079 | 29.7871 | 32.8616 | 40.13 | 36.4908
n10 | 2018 | Q4 | wkday | 31.4539 | 32.6738 | 37.019 | 41.5784 | 36.818
n10 | 2019 | Q1 | wkend | 30.213 | 28.7327 | 31.5626 | 38.7987 | 35.7299
n10 | 2019 | Q1 | wkday | 30.1329 | 32.0163 | 35.3991 | 40.2348 | 36.0612
n10 | 2019 | Q2 | wkend | 31.7394 | 29.5196 | 32.8948 | 38.9402 | 37.6466
n10 | 2019 | Q2 | wkday | 32.1892 | 32.5946 | 37.7672 | 40.6791 | 38.1219
n10 | 2019 | Q3 | wkend | 33.5987 | 30.7403 | 34.1814 | 40.0952 | 38.736
n10 | 2019 | Q3 | wkday | 33.7865 | 33.6341 | 39.94 | 42.087 | 39.7511
n10 | 2019 | Q4 | wkend | 31.1192 | 29.6076 | 32.6636 | 39.8882 | 36.271
n10 | 2019 | Q4 | wkday | 31.2452 | 32.4116 | 36.6762 | 41.2782 | 36.578
n10 | 2020 | Q1 | wkend | 30.0158 | 28.5452 | 31.3566 | 38.5454 | 35.4967
n10 | 2020 | Q1 | wkday | 29.9644 | 31.8249 | 35.1943 | 39.975 | 35.8457
n10 | 2020 | Q2 | wkend | 31.5322 | 29.3269 | 32.68 | 38.686 | 37.4008
n10 | 2020 | Q2 | wkday | 32.0046 | 32.394 | 37.5585 | 40.421 | 37.9114
n10 | 2020 | Q3 | wkend | 33.3793 | 30.5396 | 33.9583 | 39.8334 | 38.4831
n10 | 2020 | Q3 | wkday | 33.5295 | 33.4074 | 39.6337 | 41.801 | 39.4327
n10 | 2020 | Q4 | wkend | 30.9161 | 29.4144 | 32.4503 | 39.6278 | 36.0342
n10 | 2020 | Q4 | wkday | 31.0191 | 32.1719 | 36.4121 | 41.0082 | 36.3388
n10 | 2021 | Q1 | wkend | 30.0369 | 28.5653 | 31.3786 | 38.5726 | 35.5217
n10 | 2021 | Q1 | wkday | 29.9952 | 31.8527 | 35.2269 | 40.0138 | 35.9037
n10 | 2021 | Q2 | wkend | 31.5544 | 29.3476 | 32.703 | 38.7132 | 37.4271
n10 | 2021 | Q2 | wkday | 32.062 | 32.436 | 37.6263 | 40.4471 | 37.9533
n10 | 2021 | Q3 | wkend | 33.4028 | 30.5611 | 33.9822 | 39.8615 | 38.5102
n10 | 2021 | Q3 | wkday | 33.5045 | 33.4037 | 39.6024 | 41.821 | 39.4142
n10 | 2021 | Q4 | wkend | 30.9378 | 29.4351 | 32.4732 | 39.6557 | 36.0595
n10 | 2021 | Q4 | wkday | 31.0402 | 32.1815 | 36.4396 | 41.0386 | 36.3646
n10 | 2022 | Q1 | wkend | 30.3398 | 28.8533 | 31.6951 | 38.9616 | 35.8799
n10 | 2022 | Q1 | wkday | 30.3245 | 32.2188 | 35.6198 | 40.4287 | 36.2944
n10 | 2022 | Q2 | wkend | 31.8726 | 29.6435 | 33.0328 | 39.1036 | 37.8045
n10 | 2022 | Q2 | wkday | 32.4062 | 32.7814 | 38.0424 | 40.8542 | 38.3538
n10 | 2022 | Q3 | wkend | 33.7397 | 30.8693 | 34.3249 | 40.2634 | 38.8986
n10 | 2022 | Q3 | wkday | 33.8069 | 33.7302 | 39.9365 | 42.2184 | 39.7338
n10 | 2022 | Q4 | wkend | 31.2498 | 29.7319 | 32.8006 | 40.0556 | 36.4232
n10 | 2022 | Q4 | wkday | 31.3461 | 32.4675 | 36.8113 | 41.4738 | 36.7632
n10 | 2023 | Q1 | wkend | 30.6498 | 29.1481 | 32.0189 | 39.3596 | 36.2464
n10 | 2023 | Q1 | wkday | 30.6675 | 32.5803 | 36.0132 | 40.8542 | 36.7052
n10 | 2023 | Q2 | wkend | 32.1982 | 29.9463 | 33.3703 | 39.5031 | 38.1908
n10 | 2023 | Q2 | wkday | 32.7475 | 33.1068 | 38.4665 | 41.2719 | 38.764
n10 | 2023 | Q3 | wkend | 34.0844 | 31.1846 | 34.6755 | 40.6748 | 39.2959
n10 | 2023 | Q3 | wkday | 34.098 | 34.0527 | 40.2901 | 42.6389 | 40.0917
n10 | 2023 | Q4 | wkend | 31.5772 | 30.1162 | 33.2545 | 40.4714 | 36.7894
n10 | 2023 | Q4 | wkday | 31.6773 | 32.8073 | 37.1797 | 41.9014 | 37.1343
n10 | 2024 | Q1 | wkend | 30.9994 | 29.4689 | 32.3747 | 39.7778 | 36.6366
n10 | 2024 | Q1 | wkday | 31.0601 | 32.9822 | 36.4718 | 41.3569 | 37.1642
n10 | 2024 | Q2 | wkend | 32.5756 | 30.2974 | 33.7614 | 39.9661 | 38.6384
n10 | 2024 | Q2 | wkday | 33.1563 | 33.5 | 38.9614 | 41.7569 | 39.2538
n10 | 2024 | Q3 | wkend | 34.3915 | 31.4933 | 35.0376 | 41.1783 | 39.7113
n10 | 2024 | Q3 | wkday | 34.4955 | 34.4505 | 40.7509 | 43.1438 | 40.5475
n10 | 2024 | Q4 | wkend | 31.9165 | 30.4767 | 33.6456 | 40.9469 | 37.2343
n10 | 2024 | Q4 | wkday | 32.0486 | 33.1918 | 37.6155 | 42.3926 | 37.5696
n10 | 2025 | Q1 | wkend | 31.4371 | 29.8697 | 32.838 | 40.2621 | 37.1605
n10 | 2025 | Q1 | wkday | 31.4693 | 33.4168 | 36.9523 | 41.9018 | 37.6539
n10 | 2025 | Q2 | wkend | 33.0828 | 30.7323 | 34.2718 | 40.515 | 39.2294
n10 | 2025 | Q2 | wkday | 33.5932 | 33.9414 | 39.4748 | 42.307 | 39.771
n10 | 2025 | Q3 | wkend | 34.7681 | 31.8678 | 35.4741 | 41.7431 | 40.128
n10 | 2025 | Q3 | wkday | 34.95 | 34.9044 | 41.2879 | 43.7123 | 41.0818
n10 | 2025 | Q4 | wkend | 32.3057 | 30.8771 | 34.05 | 41.4609 | 37.7171
n10 | 2025 | Q4 | wkday | 32.4761 | 33.5961 | 38.0522 | 42.9368 | 38.0487
n10 | 2026 | Q1 | wkend | 31.9594 | 30.3472 | 33.3683 | 40.8757 | 37.7651
n10 | 2026 | Q1 | wkday | 31.9618 | 33.9303 | 37.5634 | 42.5881 | 38.2863
n10 | 2026 | Q2 | wkend | 33.6827 | 31.2424 | 34.8479 | 41.2079 | 39.9747
n10 | 2026 | Q2 | wkday | 34.1054 | 34.4589 | 40.0766 | 42.9521 | 40.3774
n10 | 2026 | Q3 | wkend | 35.2915 | 32.3674 | 36.0253 | 42.3634 | 40.6801
n10 | 2026 | Q3 | wkday | 35.4528 | 35.4223 | 41.8934 | 44.3714 | 41.6708
n10 | 2026 | Q4 | wkend | 32.7983 | 31.3479 | 34.5691 | 42.093 | 38.2922
n10 | 2026 | Q4 | wkday | 32.9392 | 34.0908 | 38.5345 | 43.5223 | 38.5591
n10 | 2027 | Q1 | wkend | 32.4747 | 30.8365 | 33.9062 | 41.5347 | 38.374
n10 | 2027 | Q1 | wkday | 32.5333 | 34.5027 | 38.2323 | 43.3178 | 38.9674
n10 | 2027 | Q2 | wkend | 34.2257 | 31.7461 | 35.4097 | 41.8722 | 40.6192
n10 | 2027 | Q2 | wkday | 34.7098 | 35.0516 | 40.7958 | 43.6831 | 41.0987
n10 | 2027 | Q3 | wkend | 35.8605 | 32.8893 | 36.6061 | 43.0464 | 41.336
n10 | 2027 | Q3 | wkday | 35.982 | 35.9699 | 42.5072 | 45.0644 | 42.2607
n10 | 2027 | Q4 | wkend | 33.327 | 31.8533 | 35.1264 | 42.7716 | 38.9096
n10 | 2027 | Q4 | wkday | 33.4005 | 34.5991 | 39.073 | 44.1611 | 39.124
n10 | 2028 | Q1 | wkend | 33.124 | 31.4531 | 34.5842 | 42.3652 | 39.1413
n10 | 2028 | Q1 | wkday | 33.2254 | 35.1993 | 39.0235 | 44.1954 | 39.7963
n10 | 2028 | Q2 | wkend | 34.9101 | 32.3809 | 36.1177 | 42.7095 | 41.4314
n10 | 2028 | Q2 | wkday | 35.4547 | 35.7796 | 41.6857 | 44.5959 | 41.9899
n10 | 2028 | Q3 | wkend | 36.5775 | 33.5469 | 37.3381 | 43.9072 | 42.1625
n10 | 2028 | Q3 | wkday | 36.6513 | 36.669 | 43.3012 | 45.9448 | 43.0325
n10 | 2028 | Q4 | wkend | 33.9934 | 32.4902 | 35.8288 | 43.6269 | 39.6876
n10 | 2028 | Q4 | wkday | 34.018 | 35.2597 | 39.7969 | 45.0115 | 39.8597
n10 | 2029 | Q1 | wkend | 33.8228 | 32.1166 | 35.3138 | 43.2589 | 39.967
n10 | 2029 | Q1 | wkday | 33.9681 | 35.9601 | 39.9117 | 45.1334 | 40.6808
n10 | 2029 | Q2 | wkend | 35.6465 | 33.064 | 36.8796 | 43.6105 | 42.3054
n10 | 2029 | Q2 | wkday | 36.2576 | 36.5728 | 42.6188 | 45.569 | 42.9323
n10 | 2029 | Q3 | wkend | 37.3491 | 34.2546 | 38.1257 | 44.8334 | 43.052
n10 | 2029 | Q3 | wkday | 37.3858 | 37.4225 | 44.167 | 46.9041 | 43.8788
n10 | 2029 | Q4 | wkend | 34.7105 | 33.1756 | 36.5846 | 44.5472 | 40.5248
n10 | 2029 | Q4 | wkday | 34.6819 | 35.981 | 40.5823 | 45.9387 | 40.6601
n10 | 2030 | Q1 | wkend | 34.5498 | 32.8069 | 36.0728 | 44.1887 | 40.826
n10 | 2030 | Q1 | wkday | 34.73 | 36.7223 | 40.8123 | 46.11 | 41.5956
n10 | 2030 | Q2 | wkend | 36.4127 | 33.7746 | 37.6723 | 44.5478 | 43.2148
n10 | 2030 | Q2 | wkday | 37.0845 | 37.396 | 43.5915 | 46.5882 | 43.9091
n10 | 2030 | Q3 | wkend | 38.1519 | 34.9909 | 38.9452 | 45.797 | 43.9773
n10 | 2030 | Q3 | wkday | 38.143 | 38.2017 | 45.0931 | 47.9289 | 44.7977
n10 | 2030 | Q4 | wkend | 35.405 | 33.9865 | 37.3996 | 45.4298 | 41.3053
n10 | 2030 | Q4 | wkday | 35.4171 | 36.7549 | 41.4174 | 46.904 | 41.504
n10 | 2031 | Q1 | wkend | 35.3499 | 33.5282 | 36.893 | 45.1604 | 41.7541
n10 | 2031 | Q1 | wkday | 35.4825 | 37.4396 | 41.5987 | 47.0654 | 42.4732
n10 | 2031 | Q2 | wkend | 37.2087 | 34.5129 | 38.4958 | 45.5216 | 44.1594
n10 | 2031 | Q2 | wkday | 37.9573 | 38.3125 | 44.7137 | 47.6758 | 44.9493
n10 | 2031 | Q3 | wkend | 38.9418 | 35.7355 | 39.7834 | 46.8524 | 44.9148
n10 | 2031 | Q3 | wkday | 38.9777 | 39.0466 | 46.0856 | 48.9912 | 45.777
n10 | 2031 | Q4 | wkend | 36.0455 | 34.6838 | 38.1444 | 46.3379 | 42.1216
n10 | 2031 | Q4 | wkday | 36.1913 | 37.5583 | 42.3228 | 47.9292 | 42.4112
n10 | 2032 | Q1 | wkend | 36.0286 | 34.1816 | 37.649 | 46.0244 | 42.6003
n10 | 2032 | Q1 | wkday | 36.1919 | 38.1881 | 42.4303 | 48.0063 | 43.3223
n10 | 2032 | Q2 | wkend | 38.1094 | 35.3178 | 39.3867 | 46.4637 | 45.1606
n10 | 2032 | Q2 | wkday | 38.7161 | 39.0784 | 45.6076 | 48.6289 | 45.8479
n10 | 2032 | Q3 | wkend | 39.7357 | 36.4961 | 40.5929 | 47.877 | 45.7775
n10 | 2032 | Q3 | wkday | 39.7569 | 39.8272 | 47.0069 | 49.9706 | 46.6922
n10 | 2032 | Q4 | wkend | 36.6709 | 35.3046 | 38.8313 | 47.2023 | 42.884
n10 | 2032 | Q4 | wkday | 36.8956 | 38.2482 | 43.0913 | 48.8555 | 43.2403
n10 | 2033 | Q1 | wkend | 36.7905 | 34.8803 | 38.4145 | 46.9287 | 43.5193
n10 | 2033 | Q1 | wkday | 36.905 | 38.9332 | 43.2667 | 48.9406 | 44.1867
n10 | 2033 | Q2 | wkend | 38.9576 | 36.0714 | 40.2449 | 47.3992 | 46.1377
n10 | 2033 | Q2 | wkday | 39.4825 | 39.852 | 46.5104 | 49.5916 | 46.7555
n10 | 2033 | Q3 | wkend | 40.5248 | 37.2298 | 41.4035 | 48.8872 | 46.6592
n10 | 2033 | Q3 | wkday | 40.5397 | 40.5544 | 47.8283 | 50.9454 | 47.5788
n10 | 2033 | Q4 | wkend | 37.3969 | 36.0035 | 39.6 | 48.1367 | 43.7329
n10 | 2033 | Q4 | wkday | 37.5801 | 39.0461 | 43.9781 | 49.8179 | 44.0774
n10 | 2034 | Q1 | wkend | 37.7592 | 35.7988 | 39.426 | 48.1643 | 44.6653
n10 | 2034 | Q1 | wkday | 37.9051 | 39.8806 | 44.3149 | 50.1778 | 45.3611
n10 | 2034 | Q2 | wkend | 39.9834 | 37.0212 | 41.3046 | 48.6473 | 47.3525
n10 | 2034 | Q2 | wkday | 40.5449 | 40.9813 | 47.9213 | 50.9787 | 48.0422
n10 | 2034 | Q3 | wkend | 41.5919 | 38.2101 | 42.4937 | 50.1744 | 47.8878
n10 | 2034 | Q3 | wkday | 41.585 | 41.6132 | 49.0608 | 52.3068 | 48.8152
n10 | 2034 | Q4 | wkend | 38.3816 | 36.9515 | 40.6427 | 49.4042 | 44.8844
n10 | 2034 | Q4 | wkday | 38.5399 | 40.0711 | 45.0472 | 51.0717 | 45.179
n10 | 2035 | Q1 | wkend | 38.7209 | 36.7105 | 40.4301 | 49.391 | 45.8028
n10 | 2035 | Q1 | wkday | 38.8908 | 40.8652 | 45.4917 | 51.4507 | 46.5343
n10 | 2035 | Q2 | wkend | 41.0017 | 37.9641 | 42.3565 | 49.8863 | 48.5585
n10 | 2035 | Q2 | wkday | 41.6287 | 42.0849 | 49.1885 | 52.2983 | 49.3412
n10 | 2035 | Q3 | wkend | 42.6512 | 39.1832 | 43.5759 | 51.4523 | 49.1074
n10 | 2035 | Q3 | wkday | 42.632 | 42.6551 | 50.2901 | 53.6863 | 50.0377
n10 | 2035 | Q4 | wkend | 39.3591 | 37.8926 | 41.6778 | 50.6624 | 46.0276
n10 | 2035 | Q4 | wkday | 39.4521 | 41.0609 | 46.1065 | 52.3037 | 46.2558
n10 | 2036 | Q1 | wkend | 39.6967 | 37.6356 | 41.4489 | 50.6357 | 46.9571
n10 | 2036 | Q1 | wkday | 39.9032 | 41.9039 | 46.7103 | 52.7606 | 47.7535
n10 | 2036 | Q2 | wkend | 42.0349 | 38.9208 | 43.4239 | 51.1434 | 49.7822
n10 | 2036 | Q2 | wkday | 42.7287 | 43.1852 | 50.4847 | 53.6479 | 50.6541
n10 | 2036 | Q3 | wkend | 43.726 | 40.1707 | 44.6741 | 52.7489 | 50.345
n10 | 2036 | Q3 | wkday | 43.6983 | 43.7412 | 51.5239 | 55.0272 | 51.2218
n10 | 2036 | Q4 | wkend | 40.351 | 38.8475 | 42.7281 | 51.9391 | 47.1875
n10 | 2036 | Q4 | wkday | 40.375 | 42.05 | 47.1948 | 53.6008 | 47.3859
n10 | 2037 | Q1 | wkend | 40.6866 | 38.5742 | 42.4826 | 51.8984 | 48.1281
n10 | 2037 | Q1 | wkday | 40.943 | 42.9432 | 47.9069 | 54.0718 | 48.9828
n10 | 2037 | Q2 | wkend | 43.0832 | 39.8914 | 44.5068 | 52.4188 | 51.0237
n10 | 2037 | Q2 | wkday | 43.8478 | 44.2879 | 51.8307 | 55.0442 | 52.021
n10 | 2037 | Q3 | wkend | 44.8164 | 41.1724 | 45.7882 | 54.0644 | 51.6005
n10 | 2037 | Q3 | wkday | 44.7389 | 44.8356 | 52.743 | 56.3792 | 52.4055
n10 | 2037 | Q4 | wkend | 41.3175 | 39.9361 | 43.8525 | 53.2141 | 48.3032
n10 | 2037 | Q4 | wkday | 41.3531 | 43.0648 | 48.3402 | 54.9218 | 48.5466
n10 | 2038 | Q1 | wkend | 41.7515 | 39.555 | 43.5752 | 53.1571 | 49.3471
n10 | 2038 | Q1 | wkday | 41.9526 | 43.9863 | 49.0972 | 55.3795 | 50.1643
n10 | 2038 | Q2 | wkend | 44.1314 | 40.862 | 45.5897 | 53.6942 | 52.2652
n10 | 2038 | Q2 | wkday | 44.9955 | 45.406 | 53.1837 | 56.445 | 53.3978
n10 | 2038 | Q3 | wkend | 45.8193 | 42.131 | 46.8452 | 55.4108 | 52.7919
n10 | 2038 | Q3 | wkday | 45.797 | 45.9256 | 53.9985 | 57.7399 | 53.6347
n10 | 2038 | Q4 | wkend | 42.1906 | 40.8557 | 44.8723 | 54.4421 | 49.4116
n10 | 2038 | Q4 | wkday | 42.3592 | 44.1126 | 49.5164 | 56.2581 | 49.7278
n10 | 2039 | Q1 | wkend | 42.8227 | 40.5652 | 44.7299 | 54.4205 | 50.601
n10 | 2039 | Q1 | wkday | 42.9775 | 45.0609 | 50.2967 | 56.7325 | 51.3899
n10 | 2039 | Q2 | wkend | 45.4448 | 42.0277 | 46.8907 | 55.1749 | 53.8044
n10 | 2039 | Q2 | wkday | 46.0949 | 46.5153 | 54.483 | 57.8241 | 54.7024
n10 | 2039 | Q3 | wkend | 46.7999 | 43.0642 | 47.8889 | 56.767 | 53.9446
n10 | 2039 | Q3 | wkday | 46.9159 | 47.0477 | 55.3178 | 59.1505 | 54.9451
n10 | 2039 | Q4 | wkend | 43.1428 | 41.8065 | 45.9078 | 55.6829 | 50.526
n10 | 2039 | Q4 | wkday | 43.368 | 45.1244 | 50.6249 | 57.5863 | 50.8991
n10 | 2040 | Q1 | wkend | 43.838 | 41.5073 | 45.7692 | 55.7495 | 51.876
n10 | 2040 | Q1 | wkday | 44.0233 | 46.1406 | 51.503 | 58.0752 | 52.6311
n10 | 2040 | Q2 | wkend | 46.7711 | 43.2168 | 48.2139 | 56.5962 | 55.3187
n10 | 2040 | Q2 | wkday | 47.1865 | 47.617 | 55.7734 | 59.1935 | 55.9979
n10 | 2040 | Q3 | wkend | 47.8169 | 44.0079 | 48.9482 | 58.0514 | 55.0479
n10 | 2040 | Q3 | wkday | 48.0201 | 48.1759 | 56.6359 | 60.5991 | 56.2494
n10 | 2040 | Q4 | wkend | 44.1646 | 42.7966 | 46.995 | 57.0016 | 51.7226
n10 | 2040 | Q4 | wkday | 44.3157 | 46.1243 | 51.7063 | 58.8553 | 52.0233
n11 | 2017 | Q1 | wkend | 24.5217 | 23.3274 | 25.5442 | 31.5422 | 28.9555
n11 | 2017 | Q1 | wkday | 24.5253 | 26.0115 | 28.746 | 32.7237 | 29.3452
n11 | 2017 | Q2 | wkend | 25.708 | 23.9069 | 26.6829 | 31.6312 | 30.4766
n11 | 2017 | Q2 | wkday | 26.1896 | 26.5195 | 30.728 | 33.0972 | 31.0166
n11 | 2017 | Q3 | wkend | 27.4164 | 25.0912 | 27.8688 | 32.6244 | 31.67
n11 | 2017 | Q3 | wkday | 27.5108 | 27.3706 | 32.5174 | 34.2442 | 32.3723
n11 | 2017 | Q4 | wkend | 25.3165 | 24.0738 | 26.5797 | 32.4693 | 29.5293
n11 | 2017 | Q4 | wkday | 25.4279 | 26.4631 | 30.0077 | 33.651 | 29.7839
n11 | 2018 | Q1 | wkend | 24.2681 | 23.1012 | 25.3511 | 31.2179 | 28.674
n11 | 2018 | Q1 | wkday | 24.261 | 25.7312 | 28.4362 | 32.3711 | 29.029
n11 | 2018 | Q2 | wkend | 25.4728 | 23.6983 | 26.4336 | 31.2913 | 30.2137
n11 | 2018 | Q2 | wkday | 25.9074 | 26.2338 | 30.3969 | 32.7406 | 30.6824
n11 | 2018 | Q3 | wkend | 27.0575 | 24.7637 | 27.5294 | 32.2869 | 31.2351
n11 | 2018 | Q3 | wkday | 27.2144 | 27.0757 | 32.167 | 33.8752 | 32.0235
n11 | 2018 | Q4 | wkend | 25.0463 | 23.8297 | 26.2892 | 32.104 | 29.1927
n11 | 2018 | Q4 | wkday | 25.1631 | 26.1391 | 29.6152 | 33.2627 | 29.4544
n11 | 2019 | Q1 | wkend | 24.1704 | 22.9862 | 25.2501 | 31.039 | 28.584
n11 | 2019 | Q1 | wkday | 24.1063 | 25.613 | 28.3192 | 32.1878 | 28.849
n11 | 2019 | Q2 | wkend | 25.3915 | 23.6157 | 26.3158 | 31.1521 | 30.1172
n11 | 2019 | Q2 | wkday | 25.7513 | 26.0757 | 30.2137 | 32.5433 | 30.4975
n11 | 2019 | Q3 | wkend | 26.8789 | 24.5922 | 27.3451 | 32.0761 | 30.9888
n11 | 2019 | Q3 | wkday | 27.0292 | 26.9073 | 31.952 | 33.6696 | 31.8009
n11 | 2019 | Q4 | wkend | 24.8954 | 23.6861 | 26.1308 | 31.9105 | 29.0168
n11 | 2019 | Q4 | wkday | 24.9962 | 25.9293 | 29.3409 | 33.0226 | 29.2624
n11 | 2020 | Q1 | wkend | 24.0126 | 22.8361 | 25.0853 | 30.8363 | 28.3973
n11 | 2020 | Q1 | wkday | 23.9715 | 25.4599 | 28.1554 | 31.98 | 28.6765
n11 | 2020 | Q2 | wkend | 25.2257 | 23.4615 | 26.144 | 30.9488 | 29.9206
n11 | 2020 | Q2 | wkday | 25.6037 | 25.9152 | 30.0468 | 32.3368 | 30.3291
n11 | 2020 | Q3 | wkend | 26.7035 | 24.4317 | 27.1666 | 31.8667 | 30.7865
n11 | 2020 | Q3 | wkday | 26.8236 | 26.7259 | 31.707 | 33.4408 | 31.5462
n11 | 2020 | Q4 | wkend | 24.7329 | 23.5315 | 25.9603 | 31.7022 | 28.8273
n11 | 2020 | Q4 | wkday | 24.8153 | 25.7375 | 29.1297 | 32.8066 | 29.0711
n11 | 2021 | Q1 | wkend | 24.0295 | 22.8522 | 25.1029 | 30.8581 | 28.4173
n11 | 2021 | Q1 | wkday | 23.9962 | 25.4821 | 28.1815 | 32.011 | 28.723
n11 | 2021 | Q2 | wkend | 25.2435 | 23.478 | 26.1624 | 30.9706 | 29.9417
n11 | 2021 | Q2 | wkday | 25.6496 | 25.9488 | 30.101 | 32.3577 | 30.3626
n11 | 2021 | Q3 | wkend | 26.7223 | 24.4489 | 27.1857 | 31.8892 | 30.8082
n11 | 2021 | Q3 | wkday | 26.8036 | 26.723 | 31.682 | 33.4568 | 31.5314
n11 | 2021 | Q4 | wkend | 24.7503 | 23.5481 | 25.9785 | 31.7245 | 28.8476
n11 | 2021 | Q4 | wkday | 24.8322 | 25.7452 | 29.1516 | 32.8309 | 29.0917
n11 | 2022 | Q1 | wkend | 24.2719 | 23.0827 | 25.3561 | 31.1692 | 28.7039
n11 | 2022 | Q1 | wkday | 24.2596 | 25.775 | 28.4959 | 32.3429 | 29.0355
n11 | 2022 | Q2 | wkend | 25.4981 | 23.7148 | 26.4263 | 31.2829 | 30.2436
n11 | 2022 | Q2 | wkday | 25.925 | 26.2251 | 30.4339 | 32.6834 | 30.683
n11 | 2022 | Q3 | wkend | 26.9918 | 24.6954 | 27.4599 | 32.2108 | 31.1188
n11 | 2022 | Q3 | wkday | 27.0455 | 26.9842 | 31.9492 | 33.7747 | 31.7871
n11 | 2022 | Q4 | wkend | 24.9999 | 23.7855 | 26.2405 | 32.0444 | 29.1385
n11 | 2022 | Q4 | wkday | 25.0769 | 25.974 | 29.449 | 33.179 | 29.4106
n11 | 2023 | Q1 | wkend | 24.5198 | 23.3185 | 25.6151 | 31.4877 | 28.9972
n11 | 2023 | Q1 | wkday | 24.534 | 26.0642 | 28.8106 | 32.6834 | 29.3641
n11 | 2023 | Q2 | wkend | 25.7586 | 23.9571 | 26.6962 | 31.6025 | 30.5526
n11 | 2023 | Q2 | wkday | 26.198 | 26.4854 | 30.7732 | 33.0175 | 31.0112
n11 | 2023 | Q3 | wkend | 27.2675 | 24.9477 | 27.7404 | 32.5398 | 31.4367
n11 | 2023 | Q3 | wkday | 27.2784 | 27.2421 | 32.2321 | 34.1111 | 32.0734
n11 | 2023 | Q4 | wkend | 25.2618 | 24.093 | 26.6036 | 32.3771 | 29.4315
n11 | 2023 | Q4 | wkday | 25.3419 | 26.2458 | 29.7438 | 33.5211 | 29.7075
n11 | 2024 | Q1 | wkend | 24.7995 | 23.5751 | 25.8998 | 31.8223 | 29.3093
n11 | 2024 | Q1 | wkday | 24.8481 | 26.3858 | 29.1774 | 33.0855 | 29.7314
n11 | 2024 | Q2 | wkend | 26.0605 | 24.2379 | 27.0091 | 31.9729 | 30.9107
n11 | 2024 | Q2 | wkday | 26.5251 | 26.8 | 31.1691 | 33.4055 | 31.4031
n11 | 2024 | Q3 | wkend | 27.5132 | 25.1946 | 28.03 | 32.9426 | 31.769
n11 | 2024 | Q3 | wkday | 27.5964 | 27.5604 | 32.6007 | 34.5151 | 32.438
n11 | 2024 | Q4 | wkend | 25.5332 | 24.3813 | 26.9165 | 32.7576 | 29.7874
n11 | 2024 | Q4 | wkday | 25.6389 | 26.5534 | 30.0924 | 33.9141 | 30.0557
n11 | 2025 | Q1 | wkend | 25.1497 | 23.8957 | 26.2704 | 32.2097 | 29.7284
n11 | 2025 | Q1 | wkday | 25.1755 | 26.7334 | 29.5618 | 33.5214 | 30.1231
n11 | 2025 | Q2 | wkend | 26.4663 | 24.5859 | 27.4174 | 32.412 | 31.3836
n11 | 2025 | Q2 | wkday | 26.8745 | 27.1531 | 31.5798 | 33.8456 | 31.8168
n11 | 2025 | Q3 | wkend | 27.8144 | 25.4942 | 28.3793 | 33.3945 | 32.1024
n11 | 2025 | Q3 | wkday | 27.96 | 27.9235 | 33.0303 | 34.9698 | 32.8654
n11 | 2025 | Q4 | wkend | 25.8446 | 24.7017 | 27.24 | 33.1687 | 30.1737
n11 | 2025 | Q4 | wkday | 25.9809 | 26.8769 | 30.4417 | 34.3495 | 30.439
n11 | 2026 | Q1 | wkend | 25.5675 | 24.2778 | 26.6946 | 32.7006 | 30.2121
n11 | 2026 | Q1 | wkday | 25.5695 | 27.1442 | 30.0507 | 34.0705 | 30.629
n11 | 2026 | Q2 | wkend | 26.9462 | 24.9939 | 27.8783 | 32.9663 | 31.9798
n11 | 2026 | Q2 | wkday | 27.2843 | 27.5671 | 32.0613 | 34.3617 | 32.3019
n11 | 2026 | Q3 | wkend | 28.2332 | 25.894 | 28.8203 | 33.8907 | 32.5441
n11 | 2026 | Q3 | wkday | 28.3623 | 28.3378 | 33.5147 | 35.4971 | 33.3366
n11 | 2026 | Q4 | wkend | 26.2386 | 25.0783 | 27.6553 | 33.6744 | 30.6338
n11 | 2026 | Q4 | wkday | 26.3514 | 27.2726 | 30.8276 | 34.8178 | 30.8473
n11 | 2027 | Q1 | wkend | 25.9797 | 24.6692 | 27.125 | 33.2277 | 30.6992
n11 | 2027 | Q1 | wkday | 26.0266 | 27.6021 | 30.5859 | 34.6543 | 31.1739
n11 | 2027 | Q2 | wkend | 27.3806 | 25.3969 | 28.3278 | 33.4978 | 32.4954
n11 | 2027 | Q2 | wkday | 27.7678 | 28.0413 | 32.6367 | 34.9465 | 32.879
n11 | 2027 | Q3 | wkend | 28.6884 | 26.3114 | 29.2849 | 34.4371 | 33.0688
n11 | 2027 | Q3 | wkday | 28.7856 | 28.7759 | 34.0057 | 36.0515 | 33.8086
n11 | 2027 | Q4 | wkend | 26.6616 | 25.4826 | 28.1011 | 34.2173 | 31.1276
n11 | 2027 | Q4 | wkday | 26.7204 | 27.6793 | 31.2584 | 35.3289 | 31.2992
n11 | 2028 | Q1 | wkend | 26.4992 | 25.1625 | 27.6674 | 33.8922 | 31.313
n11 | 2028 | Q1 | wkday | 26.5803 | 28.1595 | 31.2188 | 35.3563 | 31.837
n11 | 2028 | Q2 | wkend | 27.9281 | 25.9047 | 28.8942 | 34.1676 | 33.1451
n11 | 2028 | Q2 | wkday | 28.3638 | 28.6237 | 33.3486 | 35.6767 | 33.5919
n11 | 2028 | Q3 | wkend | 29.262 | 26.8375 | 29.8705 | 35.1257 | 33.73
n11 | 2028 | Q3 | wkday | 29.3211 | 29.3352 | 34.641 | 36.7558 | 34.426
n11 | 2028 | Q4 | wkend | 27.1947 | 25.9922 | 28.663 | 34.9015 | 31.7501
n11 | 2028 | Q4 | wkday | 27.2144 | 28.2078 | 31.8375 | 36.0092 | 31.8878
n11 | 2029 | Q1 | wkend | 27.0582 | 25.6933 | 28.251 | 34.6071 | 31.9736
n11 | 2029 | Q1 | wkday | 27.1744 | 28.7681 | 31.9294 | 36.1067 | 32.5446
n11 | 2029 | Q2 | wkend | 28.5172 | 26.4512 | 29.5037 | 34.8884 | 33.8443
n11 | 2029 | Q2 | wkday | 29.0061 | 29.2583 | 34.095 | 36.4552 | 34.3458
n11 | 2029 | Q3 | wkend | 29.8793 | 27.4037 | 30.5006 | 35.8667 | 34.4416
n11 | 2029 | Q3 | wkday | 29.9086 | 29.938 | 35.3336 | 37.5233 | 35.1031
n11 | 2029 | Q4 | wkend | 27.7684 | 26.5405 | 29.2677 | 35.6377 | 32.4198
n11 | 2029 | Q4 | wkday | 27.7455 | 28.7848 | 32.4658 | 36.751 | 32.5281
n11 | 2030 | Q1 | wkend | 27.6398 | 26.2455 | 28.8583 | 35.351 | 32.6608
n11 | 2030 | Q1 | wkday | 27.784 | 29.3779 | 32.6498 | 36.888 | 33.2765
n11 | 2030 | Q2 | wkend | 29.1302 | 27.0197 | 30.1379 | 35.6383 | 34.5718
n11 | 2030 | Q2 | wkday | 29.6676 | 29.9168 | 34.8732 | 37.2706 | 35.1273
n11 | 2030 | Q3 | wkend | 30.5215 | 27.9927 | 31.1562 | 36.6376 | 35.1819
n11 | 2030 | Q3 | wkday | 30.5144 | 30.5613 | 36.0745 | 38.3431 | 35.8382
n11 | 2030 | Q4 | wkend | 28.324 | 27.1892 | 29.9197 | 36.3439 | 33.0442
n11 | 2030 | Q4 | wkday | 28.3337 | 29.4039 | 33.1339 | 37.5232 | 33.2032
n11 | 2031 | Q1 | wkend | 28.2799 | 26.8226 | 29.5144 | 36.1283 | 33.4033
n11 | 2031 | Q1 | wkday | 28.386 | 29.9517 | 33.2789 | 37.6523 | 33.9786
n11 | 2031 | Q2 | wkend | 29.7669 | 27.6103 | 30.7967 | 36.4173 | 35.3275
n11 | 2031 | Q2 | wkday | 30.3658 | 30.65 | 35.7709 | 38.1406 | 35.9594
n11 | 2031 | Q3 | wkend | 31.1534 | 28.5884 | 31.8267 | 37.4819 | 35.9318
n11 | 2031 | Q3 | wkday | 31.1822 | 31.2373 | 36.8684 | 39.193 | 36.6216
n11 | 2031 | Q4 | wkend | 28.8364 | 27.747 | 30.5155 | 37.0703 | 33.6973
n11 | 2031 | Q4 | wkday | 28.9531 | 30.0467 | 33.8582 | 38.3434 | 33.929
n11 | 2032 | Q1 | wkend | 28.8229 | 27.3453 | 30.1192 | 36.8195 | 34.0803
n11 | 2032 | Q1 | wkday | 28.9535 | 30.5505 | 33.9443 | 38.4051 | 34.6579
n11 | 2032 | Q2 | wkend | 30.4875 | 28.2543 | 31.5094 | 37.171 | 36.1285
n11 | 2032 | Q2 | wkday | 30.9729 | 31.2628 | 36.4861 | 38.9031 | 36.6783
n11 | 2032 | Q3 | wkend | 31.7885 | 29.1969 | 32.4743 | 38.3016 | 36.622
n11 | 2032 | Q3 | wkday | 31.8056 | 31.8618 | 37.6055 | 39.9765 | 37.3537
n11 | 2032 | Q4 | wkend | 29.3368 | 28.2437 | 31.065 | 37.7618 | 34.3072
n11 | 2032 | Q4 | wkday | 29.5165 | 30.5986 | 34.473 | 39.0844 | 34.5922
n11 | 2033 | Q1 | wkend | 29.4324 | 27.9043 | 30.7316 | 37.5429 | 34.8155
n11 | 2033 | Q1 | wkday | 29.524 | 31.1465 | 34.6133 | 39.1524 | 35.3494
n11 | 2033 | Q2 | wkend | 31.1661 | 28.8572 | 32.1959 | 37.9194 | 36.9102
n11 | 2033 | Q2 | wkday | 31.586 | 31.8816 | 37.2084 | 39.6733 | 37.4044
n11 | 2033 | Q3 | wkend | 32.4199 | 29.7838 | 33.1228 | 39.1097 | 37.3274
n11 | 2033 | Q3 | wkday | 32.4318 | 32.4435 | 38.2626 | 40.7563 | 38.063
n11 | 2033 | Q4 | wkend | 29.9175 | 28.8028 | 31.68 | 38.5093 | 34.9863
n11 | 2033 | Q4 | wkday | 30.0641 | 31.2368 | 35.1825 | 39.8543 | 35.2619
n11 | 2034 | Q1 | wkend | 30.2074 | 28.639 | 31.5408 | 38.5315 | 35.7322
n11 | 2034 | Q1 | wkday | 30.324 | 31.9044 | 35.4519 | 40.1423 | 36.2889
n11 | 2034 | Q2 | wkend | 31.9867 | 29.617 | 33.0436 | 38.9178 | 37.882
n11 | 2034 | Q2 | wkday | 32.4359 | 32.785 | 38.337 | 40.7829 | 38.4338
n11 | 2034 | Q3 | wkend | 33.2735 | 30.5681 | 33.995 | 40.1395 | 38.3102
n11 | 2034 | Q3 | wkday | 33.268 | 33.2906 | 39.2486 | 41.8454 | 39.0522
n11 | 2034 | Q4 | wkend | 30.7053 | 29.5612 | 32.5142 | 39.5233 | 35.9075
n11 | 2034 | Q4 | wkday | 30.8319 | 32.0568 | 36.0377 | 40.8573 | 36.1432
n11 | 2035 | Q1 | wkend | 30.9767 | 29.3684 | 32.3441 | 39.5128 | 36.6422
n11 | 2035 | Q1 | wkday | 31.1127 | 32.6922 | 36.3934 | 41.1606 | 37.2274
n11 | 2035 | Q2 | wkend | 32.8013 | 30.3713 | 33.8852 | 39.909 | 38.8468
n11 | 2035 | Q2 | wkday | 33.303 | 33.6679 | 39.3508 | 41.8386 | 39.4729
n11 | 2035 | Q3 | wkend | 34.1209 | 31.3466 | 34.8607 | 41.1618 | 39.2859
n11 | 2035 | Q3 | wkday | 34.1056 | 34.1241 | 40.2321 | 42.949 | 40.0302
n11 | 2035 | Q4 | wkend | 31.4873 | 30.3141 | 33.3422 | 40.5299 | 36.822
n11 | 2035 | Q4 | wkday | 31.5617 | 32.8487 | 36.8852 | 41.843 | 37.0047
n11 | 2036 | Q1 | wkend | 31.7573 | 30.1085 | 33.1592 | 40.5086 | 37.5657
n11 | 2036 | Q1 | wkday | 31.9225 | 33.5231 | 37.3683 | 42.2085 | 38.2028
n11 | 2036 | Q2 | wkend | 33.628 | 31.1367 | 34.7391 | 40.9148 | 39.8258
n11 | 2036 | Q2 | wkday | 34.1829 | 34.5481 | 40.3878 | 42.9183 | 40.5233
n11 | 2036 | Q3 | wkend | 34.9808 | 32.1365 | 35.7393 | 42.1991 | 40.276
n11 | 2036 | Q3 | wkday | 34.9586 | 34.9929 | 41.2191 | 44.0218 | 40.9774
n11 | 2036 | Q4 | wkend | 32.2808 | 31.078 | 34.1825 | 41.5513 | 37.75
n11 | 2036 | Q4 | wkday | 32.3 | 33.64 | 37.7558 | 42.8806 | 37.9087
n11 | 2037 | Q1 | wkend | 32.5493 | 30.8593 | 33.9861 | 41.5187 | 38.5025
n11 | 2037 | Q1 | wkday | 32.7544 | 34.3545 | 38.3255 | 43.2574 | 39.1862
n11 | 2037 | Q2 | wkend | 34.4666 | 31.9131 | 35.6055 | 41.9351 | 40.819
n11 | 2037 | Q2 | wkday | 35.0783 | 35.4303 | 41.4645 | 44.0353 | 41.6168
n11 | 2037 | Q3 | wkend | 35.8531 | 32.938 | 36.6305 | 43.2515 | 41.2804
n11 | 2037 | Q3 | wkday | 35.7911 | 35.8685 | 42.1944 | 45.1034 | 41.9244
n11 | 2037 | Q4 | wkend | 33.054 | 31.9489 | 35.082 | 42.5712 | 38.6425
n11 | 2037 | Q4 | wkday | 33.0825 | 34.4519 | 38.6722 | 43.9375 | 38.8373
n11 | 2038 | Q1 | wkend | 33.4012 | 31.644 | 34.8602 | 42.5257 | 39.4777
n11 | 2038 | Q1 | wkday | 33.5621 | 35.189 | 39.2777 | 44.3036 | 40.1315
n11 | 2038 | Q2 | wkend | 35.3052 | 32.6896 | 36.4718 | 42.9554 | 41.8121
n11 | 2038 | Q2 | wkday | 35.9964 | 36.3248 | 42.5469 | 45.156 | 42.7182
n11 | 2038 | Q3 | wkend | 36.6554 | 33.7048 | 37.4761 | 44.3286 | 42.2335
n11 | 2038 | Q3 | wkday | 36.6376 | 36.7405 | 43.1988 | 46.1919 | 42.9078
n11 | 2038 | Q4 | wkend | 33.7525 | 32.6846 | 35.8978 | 43.5537 | 39.5293
n11 | 2038 | Q4 | wkday | 33.8874 | 35.2901 | 39.6131 | 45.0065 | 39.7823
n11 | 2039 | Q1 | wkend | 34.2582 | 32.4522 | 35.7839 | 43.5364 | 40.4808
n11 | 2039 | Q1 | wkday | 34.382 | 36.0487 | 40.2373 | 45.386 | 41.1119
n11 | 2039 | Q2 | wkend | 36.3558 | 33.6221 | 37.5125 | 44.1399 | 43.0436
n11 | 2039 | Q2 | wkday | 36.8759 | 37.2123 | 43.5864 | 46.2592 | 43.7619
n11 | 2039 | Q3 | wkend | 37.4399 | 34.4513 | 38.3111 | 45.4136 | 43.1556
n11 | 2039 | Q3 | wkday | 37.5327 | 37.6381 | 44.2543 | 47.3204 | 43.9561
n11 | 2039 | Q4 | wkend | 34.5143 | 33.4452 | 36.7262 | 44.5463 | 40.4208
n11 | 2039 | Q4 | wkday | 34.6944 | 36.0996 | 40.4999 | 46.0691 | 40.7193
n11 | 2040 | Q1 | wkend | 35.0704 | 33.2059 | 36.6154 | 44.5996 | 41.5008
n11 | 2040 | Q1 | wkday | 35.2186 | 36.9125 | 41.2024 | 46.4602 | 42.1048
n11 | 2040 | Q2 | wkend | 37.4169 | 34.5735 | 38.5712 | 45.277 | 44.2549
n11 | 2040 | Q2 | wkday | 37.7492 | 38.0936 | 44.6187 | 47.3548 | 44.7983
n11 | 2040 | Q3 | wkend | 38.2535 | 35.2063 | 39.1586 | 46.4411 | 44.0383
n11 | 2040 | Q3 | wkday | 38.4161 | 38.5407 | 45.3087 | 48.4793 | 44.9995
n11 | 2040 | Q4 | wkend | 35.3317 | 34.2373 | 37.596 | 45.6013 | 41.3781
n11 | 2040 | Q4 | wkday | 35.4526 | 36.8994 | 41.365 | 47.0842 | 41.6186
n12 | 2017 | Q1 | wkend | 23.208 | 22.0778 | 24.1758 | 29.8525 | 27.4043
n12 | 2017 | Q1 | wkday | 23.2114 | 24.618 | 27.206 | 30.9707 | 27.7731
n12 | 2017 | Q2 | wkend | 24.3308 | 22.6262 | 25.2535 | 29.9366 | 28.844
n12 | 2017 | Q2 | wkday | 24.7866 | 25.0988 | 29.0818 | 31.3241 | 29.355
n12 | 2017 | Q3 | wkend | 25.9477 | 23.747 | 26.3759 | 30.8766 | 29.9734
n12 | 2017 | Q3 | wkday | 26.037 | 25.9044 | 30.7754 | 32.4097 | 30.6381
n12 | 2017 | Q4 | wkend | 23.9603 | 22.7841 | 25.1558 | 30.7299 | 27.9474
n12 | 2017 | Q4 | wkday | 24.0657 | 25.0454 | 28.4002 | 31.8483 | 28.1883
n12 | 2018 | Q1 | wkend | 22.9681 | 21.8636 | 23.993 | 29.5455 | 27.1379
n12 | 2018 | Q1 | wkday | 22.9613 | 24.3528 | 26.9129 | 30.637 | 27.4739
n12 | 2018 | Q2 | wkend | 24.1082 | 22.4288 | 25.0175 | 29.615 | 28.5951
n12 | 2018 | Q2 | wkday | 24.5195 | 24.8284 | 28.7685 | 30.9866 | 29.0387
n12 | 2018 | Q3 | wkend | 25.608 | 23.4371 | 26.0546 | 30.5572 | 29.5618
n12 | 2018 | Q3 | wkday | 25.7564 | 25.6252 | 30.4438 | 32.0605 | 30.308
n12 | 2018 | Q4 | wkend | 23.7045 | 22.5531 | 24.8809 | 30.3841 | 27.6288
n12 | 2018 | Q4 | wkday | 23.8151 | 24.7388 | 28.0287 | 31.4808 | 27.8765
n12 | 2019 | Q1 | wkend | 22.8756 | 21.7548 | 23.8974 | 29.3762 | 27.0527
n12 | 2019 | Q1 | wkday | 22.8149 | 24.2409 | 26.8021 | 30.4635 | 27.3035
n12 | 2019 | Q2 | wkend | 24.0313 | 22.3506 | 24.906 | 29.4833 | 28.5038
n12 | 2019 | Q2 | wkday | 24.3718 | 24.6788 | 28.5951 | 30.7999 | 28.8637
n12 | 2019 | Q3 | wkend | 25.439 | 23.2748 | 25.8802 | 30.3578 | 29.3287
n12 | 2019 | Q3 | wkday | 25.5812 | 25.4658 | 30.2403 | 31.8659 | 30.0973
n12 | 2019 | Q4 | wkend | 23.5617 | 22.4172 | 24.731 | 30.201 | 27.4623
n12 | 2019 | Q4 | wkday | 23.6571 | 24.5402 | 27.7691 | 31.2535 | 27.6948
n12 | 2020 | Q1 | wkend | 22.7262 | 21.6128 | 23.7414 | 29.1844 | 26.8761
n12 | 2020 | Q1 | wkday | 22.6873 | 24.096 | 26.6471 | 30.2668 | 27.1403
n12 | 2020 | Q2 | wkend | 23.8744 | 22.2047 | 24.7434 | 29.2908 | 28.3177
n12 | 2020 | Q2 | wkday | 24.2321 | 24.5269 | 28.4371 | 30.6045 | 28.7043
n12 | 2020 | Q3 | wkend | 25.2729 | 23.1228 | 25.7113 | 30.1596 | 29.1372
n12 | 2020 | Q3 | wkday | 25.3866 | 25.2942 | 30.0084 | 31.6494 | 29.8562
n12 | 2020 | Q4 | wkend | 23.4079 | 22.2709 | 24.5695 | 30.0039 | 27.283
n12 | 2020 | Q4 | wkday | 23.4859 | 24.3587 | 27.5692 | 31.0491 | 27.5137
n12 | 2021 | Q1 | wkend | 22.7422 | 21.628 | 23.7581 | 29.2049 | 26.895
n12 | 2021 | Q1 | wkday | 22.7107 | 24.117 | 26.6718 | 30.2962 | 27.1842
n12 | 2021 | Q2 | wkend | 23.8912 | 22.2203 | 24.7609 | 29.3114 | 28.3377
n12 | 2021 | Q2 | wkday | 24.2755 | 24.5587 | 28.4885 | 30.6242 | 28.7361
n12 | 2021 | Q3 | wkend | 25.2907 | 23.1391 | 25.7294 | 30.1808 | 29.1577
n12 | 2021 | Q3 | wkday | 25.3677 | 25.2914 | 29.9847 | 31.6645 | 29.8422
n12 | 2021 | Q4 | wkend | 23.4244 | 22.2866 | 24.5868 | 30.025 | 27.3022
n12 | 2021 | Q4 | wkday | 23.5019 | 24.366 | 27.59 | 31.0721 | 27.5332
n12 | 2022 | Q1 | wkend | 22.9716 | 21.8461 | 23.9977 | 29.4995 | 27.1662
n12 | 2022 | Q1 | wkday | 22.96 | 24.3942 | 26.9693 | 30.6103 | 27.4801
n12 | 2022 | Q2 | wkend | 24.1321 | 22.4444 | 25.0106 | 29.607 | 28.6234
n12 | 2022 | Q2 | wkday | 24.5361 | 24.8202 | 28.8035 | 30.9325 | 29.0393
n12 | 2022 | Q3 | wkend | 25.5458 | 23.3725 | 25.9888 | 30.4852 | 29.4518
n12 | 2022 | Q3 | wkday | 25.5966 | 25.5386 | 30.2377 | 31.9654 | 30.0842
n12 | 2022 | Q4 | wkend | 23.6606 | 22.5113 | 24.8348 | 30.3278 | 27.5775
n12 | 2022 | Q4 | wkday | 23.7335 | 24.5825 | 27.8714 | 31.4016 | 27.835
n12 | 2023 | Q1 | wkend | 23.2063 | 22.0693 | 24.2429 | 29.8008 | 27.4437
n12 | 2023 | Q1 | wkday | 23.2196 | 24.6679 | 27.2671 | 30.9325 | 27.791
n12 | 2023 | Q2 | wkend | 24.3786 | 22.6737 | 25.2661 | 29.9095 | 28.9159
n12 | 2023 | Q2 | wkday | 24.7945 | 25.0666 | 29.1247 | 31.2487 | 29.3499
n12 | 2023 | Q3 | wkend | 25.8067 | 23.6112 | 26.2543 | 30.7966 | 29.7526
n12 | 2023 | Q3 | wkday | 25.8171 | 25.7827 | 30.5054 | 32.2837 | 30.3552
n12 | 2023 | Q4 | wkend | 23.9085 | 22.8023 | 25.1784 | 30.6426 | 27.8548
n12 | 2023 | Q4 | wkday | 23.9843 | 24.8398 | 28.1504 | 31.7254 | 28.116
n12 | 2024 | Q1 | wkend | 23.471 | 22.3122 | 24.5123 | 30.1175 | 27.7391
n12 | 2024 | Q1 | wkday | 23.5169 | 24.9723 | 27.6143 | 31.313 | 28.1386
n12 | 2024 | Q2 | wkend | 24.6644 | 22.9394 | 25.5622 | 30.2601 | 29.2548
n12 | 2024 | Q2 | wkday | 25.1041 | 25.3643 | 29.4994 | 31.6159 | 29.7208
n12 | 2024 | Q3 | wkend | 26.0393 | 23.8449 | 26.5284 | 31.1778 | 30.0671
n12 | 2024 | Q3 | wkday | 26.118 | 26.0839 | 30.8543 | 32.666 | 30.7003
n12 | 2024 | Q4 | wkend | 24.1653 | 23.0752 | 25.4745 | 31.0027 | 28.1917
n12 | 2024 | Q4 | wkday | 24.2654 | 25.1309 | 28.4803 | 32.0972 | 28.4456
n12 | 2025 | Q1 | wkend | 23.8024 | 22.6156 | 24.8631 | 30.4841 | 28.1358
n12 | 2025 | Q1 | wkday | 23.8268 | 25.3013 | 27.9782 | 31.7256 | 28.5094
n12 | 2025 | Q2 | wkend | 25.0484 | 23.2688 | 25.9486 | 30.6756 | 29.7023
n12 | 2025 | Q2 | wkday | 25.4348 | 25.6985 | 29.888 | 32.0325 | 30.1123
n12 | 2025 | Q3 | wkend | 26.3244 | 24.1284 | 26.859 | 31.6055 | 30.3827
n12 | 2025 | Q3 | wkday | 26.4621 | 26.4276 | 31.2608 | 33.0965 | 31.1048
n12 | 2025 | Q4 | wkend | 24.46 | 23.3784 | 25.7807 | 31.3918 | 28.5573
n12 | 2025 | Q4 | wkday | 24.589 | 25.437 | 28.8109 | 32.5093 | 28.8083
n12 | 2026 | Q1 | wkend | 24.1978 | 22.9772 | 25.2646 | 30.9487 | 28.5936
n12 | 2026 | Q1 | wkday | 24.1997 | 25.69 | 28.4409 | 32.2453 | 28.9882
n12 | 2026 | Q2 | wkend | 25.5026 | 23.655 | 26.3848 | 31.2003 | 30.2666
n12 | 2026 | Q2 | wkday | 25.8226 | 26.0903 | 30.3437 | 32.5209 | 30.5715
n12 | 2026 | Q3 | wkend | 26.7207 | 24.5068 | 27.2763 | 32.0752 | 30.8007
n12 | 2026 | Q3 | wkday | 26.8429 | 26.8197 | 31.7193 | 33.5955 | 31.5507
n12 | 2026 | Q4 | wkend | 24.833 | 23.7348 | 26.1737 | 31.8704 | 28.9927
n12 | 2026 | Q4 | wkday | 24.9397 | 25.8116 | 29.1761 | 32.9526 | 29.1947
n12 | 2027 | Q1 | wkend | 24.588 | 23.3476 | 25.6719 | 31.4477 | 29.0546
n12 | 2027 | Q1 | wkday | 24.6324 | 26.1234 | 28.9473 | 32.7978 | 29.5039
n12 | 2027 | Q2 | wkend | 25.9138 | 24.0363 | 26.8102 | 31.7033 | 30.7546
n12 | 2027 | Q2 | wkday | 26.2803 | 26.5391 | 30.8883 | 33.0743 | 31.1176
n12 | 2027 | Q3 | wkend | 27.1515 | 24.9019 | 27.7161 | 32.5923 | 31.2972
n12 | 2027 | Q3 | wkday | 27.2435 | 27.2344 | 32.184 | 34.1202 | 31.9974
n12 | 2027 | Q4 | wkend | 25.2333 | 24.1175 | 26.5957 | 32.3842 | 29.4601
n12 | 2027 | Q4 | wkday | 25.2889 | 26.1964 | 29.5839 | 33.4363 | 29.6225
n12 | 2028 | Q1 | wkend | 25.0796 | 23.8145 | 26.1852 | 32.0765 | 29.6355
n12 | 2028 | Q1 | wkday | 25.1564 | 26.6509 | 29.5464 | 33.4622 | 30.1315
n12 | 2028 | Q2 | wkend | 26.4319 | 24.517 | 27.3463 | 32.3372 | 31.3695
n12 | 2028 | Q2 | wkday | 26.8443 | 27.0903 | 31.562 | 33.7655 | 31.7923
n12 | 2028 | Q3 | wkend | 27.6944 | 25.3998 | 28.2703 | 33.244 | 31.9231
n12 | 2028 | Q3 | wkday | 27.7503 | 27.7637 | 32.7852 | 34.7868 | 32.5818
n12 | 2028 | Q4 | wkend | 25.7379 | 24.5997 | 27.1275 | 33.0318 | 30.0492
n12 | 2028 | Q4 | wkday | 25.7565 | 26.6966 | 30.1319 | 34.0801 | 30.1795
n12 | 2029 | Q1 | wkend | 25.6087 | 24.3169 | 26.7376 | 32.7532 | 30.2607
n12 | 2029 | Q1 | wkday | 25.7187 | 27.2269 | 30.2189 | 34.1724 | 30.8012
n12 | 2029 | Q2 | wkend | 26.9895 | 25.0341 | 27.9232 | 33.0194 | 32.0313
n12 | 2029 | Q2 | wkday | 27.4522 | 27.6908 | 32.2685 | 34.5022 | 32.5059
n12 | 2029 | Q3 | wkend | 28.2786 | 25.9356 | 28.8666 | 33.9453 | 32.5965
n12 | 2029 | Q3 | wkday | 28.3064 | 28.3342 | 33.4407 | 35.5131 | 33.2226
n12 | 2029 | Q4 | wkend | 26.2808 | 25.1187 | 27.6998 | 33.7286 | 30.6831
n12 | 2029 | Q4 | wkday | 26.2592 | 27.2428 | 30.7266 | 34.7822 | 30.7855
n12 | 2030 | Q1 | wkend | 26.1591 | 24.8395 | 27.3123 | 33.4572 | 30.9111
n12 | 2030 | Q1 | wkday | 26.2956 | 27.8041 | 30.9007 | 34.9119 | 31.4938
n12 | 2030 | Q2 | wkend | 27.5696 | 25.5722 | 28.5233 | 33.7291 | 32.7197
n12 | 2030 | Q2 | wkday | 28.0783 | 28.3141 | 33.005 | 35.2739 | 33.2455
n12 | 2030 | Q3 | wkend | 28.8865 | 26.4931 | 29.4871 | 34.6749 | 33.2971
n12 | 2030 | Q3 | wkday | 28.8797 | 28.9241 | 34.1419 | 36.289 | 33.9183
n12 | 2030 | Q4 | wkend | 26.8067 | 25.7326 | 28.3168 | 34.3969 | 31.274
n12 | 2030 | Q4 | wkday | 26.8158 | 27.8287 | 31.3589 | 35.513 | 31.4244
n12 | 2031 | Q1 | wkend | 26.7649 | 25.3856 | 27.9333 | 34.1929 | 31.6138
n12 | 2031 | Q1 | wkday | 26.8653 | 28.3471 | 31.4961 | 35.6352 | 32.1583
n12 | 2031 | Q2 | wkend | 28.1723 | 26.1312 | 29.1468 | 34.4664 | 33.435
n12 | 2031 | Q2 | wkday | 28.7391 | 29.008 | 33.8546 | 36.0974 | 34.033
n12 | 2031 | Q3 | wkend | 29.4845 | 27.0569 | 30.1217 | 35.474 | 34.0069
n12 | 2031 | Q3 | wkday | 29.5117 | 29.5639 | 34.8933 | 37.0933 | 34.6597
n12 | 2031 | Q4 | wkend | 27.2916 | 26.2606 | 28.8808 | 35.0844 | 31.8921
n12 | 2031 | Q4 | wkday | 27.402 | 28.437 | 32.0444 | 36.2893 | 32.1113
n12 | 2032 | Q1 | wkend | 27.2788 | 25.8804 | 28.5057 | 34.847 | 32.2545
n12 | 2032 | Q1 | wkday | 27.4024 | 28.9138 | 32.1258 | 36.3477 | 32.8012
n12 | 2032 | Q2 | wkend | 28.8542 | 26.7407 | 29.8214 | 35.1797 | 34.193
n12 | 2032 | Q2 | wkday | 29.3136 | 29.588 | 34.5315 | 36.819 | 34.7134
n12 | 2032 | Q3 | wkend | 30.0856 | 27.6328 | 30.7346 | 36.2498 | 34.6601
n12 | 2032 | Q3 | wkday | 30.1017 | 30.1549 | 35.5909 | 37.8349 | 35.3526
n12 | 2032 | Q4 | wkend | 27.7651 | 26.7306 | 29.4008 | 35.7389 | 32.4693
n12 | 2032 | Q4 | wkday | 27.9352 | 28.9593 | 32.6263 | 36.9906 | 32.7391
n12 | 2033 | Q1 | wkend | 27.8556 | 26.4094 | 29.0852 | 35.5317 | 32.9504
n12 | 2033 | Q1 | wkday | 27.9423 | 29.478 | 32.759 | 37.055 | 33.4557
n12 | 2033 | Q2 | wkend | 29.4964 | 27.3112 | 30.4711 | 35.888 | 34.9328
n12 | 2033 | Q2 | wkday | 29.8939 | 30.1737 | 35.215 | 37.5479 | 35.4006
n12 | 2033 | Q3 | wkend | 30.6831 | 28.1883 | 31.3484 | 37.0146 | 35.3277
n12 | 2033 | Q3 | wkday | 30.6944 | 30.7054 | 36.2128 | 38.5729 | 36.0239
n12 | 2033 | Q4 | wkend | 28.3148 | 27.2598 | 29.9828 | 36.4463 | 33.1121
n12 | 2033 | Q4 | wkday | 28.4535 | 29.5634 | 33.2977 | 37.7192 | 33.3729
n12 | 2034 | Q1 | wkend | 28.5891 | 27.1048 | 29.8511 | 36.4673 | 33.818
n12 | 2034 | Q1 | wkday | 28.6995 | 30.1953 | 33.5527 | 37.9918 | 34.3449
n12 | 2034 | Q2 | wkend | 30.2731 | 28.0304 | 31.2734 | 36.833 | 35.8526
n12 | 2034 | Q2 | wkday | 30.6983 | 31.0287 | 36.2833 | 38.5981 | 36.3748
n12 | 2034 | Q3 | wkend | 31.491 | 28.9305 | 32.1738 | 37.9892 | 36.2579
n12 | 2034 | Q3 | wkday | 31.4858 | 31.5072 | 37.146 | 39.6037 | 36.9601
n12 | 2034 | Q4 | wkend | 29.0603 | 27.9776 | 30.7723 | 37.406 | 33.9839
n12 | 2034 | Q4 | wkday | 29.1802 | 30.3395 | 34.1072 | 38.6685 | 34.2069
n12 | 2035 | Q1 | wkend | 29.3172 | 27.7951 | 30.6113 | 37.396 | 34.6793
n12 | 2035 | Q1 | wkday | 29.4459 | 30.9408 | 34.4437 | 38.9555 | 35.2331
n12 | 2035 | Q2 | wkend | 31.0441 | 28.7442 | 32.0699 | 37.771 | 36.7657
n12 | 2035 | Q2 | wkday | 31.5189 | 31.8643 | 37.2427 | 39.5973 | 37.3583
n12 | 2035 | Q3 | wkend | 32.293 | 29.6673 | 32.9932 | 38.9567 | 37.1813
n12 | 2035 | Q3 | wkday | 32.2785 | 32.296 | 38.0768 | 40.6482 | 37.8857
n12 | 2035 | Q4 | wkend | 29.8005 | 28.6901 | 31.556 | 38.3587 | 34.8494
n12 | 2035 | Q4 | wkday | 29.8709 | 31.089 | 34.9092 | 39.6014 | 35.0223
n12 | 2036 | Q1 | wkend | 30.056 | 28.4956 | 31.3828 | 38.3385 | 35.5532
n12 | 2036 | Q1 | wkday | 30.2124 | 31.7272 | 35.3664 | 39.9473 | 36.1562
n12 | 2036 | Q2 | wkend | 31.8265 | 29.4686 | 32.8781 | 38.7229 | 37.6923
n12 | 2036 | Q2 | wkday | 32.3517 | 32.6974 | 38.2241 | 40.6191 | 38.3524
n12 | 2036 | Q3 | wkend | 33.1068 | 30.4149 | 33.8247 | 39.9385 | 38.1183
n12 | 2036 | Q3 | wkday | 33.0859 | 33.1183 | 39.0109 | 41.6635 | 38.7822
n12 | 2036 | Q4 | wkend | 30.5515 | 29.4131 | 32.3513 | 39.3253 | 35.7277
n12 | 2036 | Q4 | wkday | 30.5696 | 31.8379 | 35.7332 | 40.5834 | 35.8779
n12 | 2037 | Q1 | wkend | 30.8056 | 29.2062 | 32.1654 | 39.2945 | 36.4398
n12 | 2037 | Q1 | wkday | 30.9997 | 32.5141 | 36.2724 | 40.94 | 37.087
n12 | 2037 | Q2 | wkend | 32.6201 | 30.2035 | 33.698 | 39.6885 | 38.6322
n12 | 2037 | Q2 | wkday | 33.1991 | 33.5323 | 39.2432 | 41.6763 | 39.3873
n12 | 2037 | Q3 | wkend | 33.9324 | 31.1734 | 34.6682 | 40.9344 | 39.0689
n12 | 2037 | Q3 | wkday | 33.8737 | 33.9469 | 39.934 | 42.6871 | 39.6784
n12 | 2037 | Q4 | wkend | 31.2832 | 30.2373 | 33.2026 | 40.2906 | 36.5724
n12 | 2037 | Q4 | wkday | 31.3102 | 32.6062 | 36.6005 | 41.5837 | 36.7567
n12 | 2038 | Q1 | wkend | 31.6118 | 29.9488 | 32.9927 | 40.2475 | 37.3628
n12 | 2038 | Q1 | wkday | 31.7641 | 33.3039 | 37.1736 | 41.9302 | 37.9816
n12 | 2038 | Q2 | wkend | 33.4138 | 30.9384 | 34.5179 | 40.6542 | 39.5722
n12 | 2038 | Q2 | wkday | 34.0681 | 34.3788 | 40.2676 | 42.7369 | 40.4297
n12 | 2038 | Q3 | wkend | 34.6917 | 31.8992 | 35.4685 | 41.9539 | 39.971
n12 | 2038 | Q3 | wkday | 34.6748 | 34.7723 | 40.8846 | 43.7173 | 40.6091
n12 | 2038 | Q4 | wkend | 31.9443 | 30.9336 | 33.9747 | 41.2205 | 37.4116
n12 | 2038 | Q4 | wkday | 32.072 | 33.3996 | 37.491 | 42.5954 | 37.6511
n12 | 2039 | Q1 | wkend | 32.4229 | 30.7137 | 33.8669 | 41.2041 | 38.3122
n12 | 2039 | Q1 | wkday | 32.5401 | 34.1176 | 38.0818 | 42.9546 | 38.9095
n12 | 2039 | Q2 | wkend | 34.4082 | 31.821 | 35.5029 | 41.7753 | 40.7376
n12 | 2039 | Q2 | wkday | 34.9004 | 35.2188 | 41.2514 | 43.7811 | 41.4175
n12 | 2039 | Q3 | wkend | 35.4342 | 32.6057 | 36.2587 | 42.9808 | 40.8437
n12 | 2039 | Q3 | wkday | 35.522 | 35.6218 | 41.8835 | 44.7854 | 41.6013
n12 | 2039 | Q4 | wkend | 32.6653 | 31.6535 | 34.7588 | 42.1599 | 38.2554
n12 | 2039 | Q4 | wkday | 32.8357 | 34.1656 | 38.3303 | 43.6011 | 38.5379
n12 | 2040 | Q1 | wkend | 33.1916 | 31.427 | 34.6539 | 42.2103 | 39.2775
n12 | 2040 | Q1 | wkday | 33.3319 | 34.935 | 38.9951 | 43.9712 | 39.8492
n12 | 2040 | Q2 | wkend | 35.4124 | 32.7213 | 36.5048 | 42.8514 | 41.8841
n12 | 2040 | Q2 | wkday | 35.7269 | 36.0528 | 42.2284 | 44.818 | 42.3984
n12 | 2040 | Q3 | wkend | 36.2042 | 33.3203 | 37.0608 | 43.9532 | 41.6792
n12 | 2040 | Q3 | wkday | 36.3581 | 36.4761 | 42.8815 | 45.8822 | 42.5888
n12 | 2040 | Q4 | wkend | 33.4389 | 32.4031 | 35.582 | 43.1584 | 39.1614
n12 | 2040 | Q4 | wkday | 33.5533 | 34.9227 | 39.149 | 44.5619 | 39.389

## Peak_demand_MW
Peakdem(year,quart)
| Q1 | Q2 | Q3 | Q4
2017 | 629.3 | 659.2 | 664.6 | 656.7
2018 | 622.5194 | 652.0972 | 657.439 | 649.6241
2019 | 618.7684 | 648.168 | 653.4776 | 645.7098
2020 | 617.0733 | 643.9365 | 649.2115 | 641.4944
2021 | 626.11 | 644.3899 | 649.6686 | 641.9461
2022 | 633.2139 | 650.8882 | 656.2201 | 648.4197
2023 | 639.6828 | 657.5376 | 662.924 | 655.0439
2024 | 647.1808 | 665.2449 | 670.6945 | 662.722
2025 | 655.7079 | 674.0101 | 679.5314 | 671.4539
2026 | 665.7053 | 684.2865 | 689.892 | 681.6913
2027 | 676.4377 | 695.3185 | 701.0144 | 692.6815
2028 | 689.9635 | 709.2218 | 715.0316 | 706.5321
2029 | 704.5185 | 724.183 | 730.1154 | 721.4366
2030 | 719.6615 | 739.7487 | 745.8086 | 736.9433
2031 | 735.3926 | 755.9189 | 762.1112 | 753.0521
2032 | 750.0946 | 771.0313 | 777.3474 | 768.1072
2033 | 764.9436 | 786.2947 | 792.7359 | 783.3127
2034 | 785.0853 | 806.9986 | 813.6094 | 803.9381
2035 | 805.08 | 827.5514 | 834.3305 | 810.9803
2036 | 825.3687 | 848.4064 | 855.3564 | 831.4177
2037 | 845.9514 | 869.5637 | 876.6869 | 852.1513
2038 | 866.5342 | 890.721 | 898.0175 | 872.8849
2039 | 887.705 | 912.4827 | 919.9575 | 894.2109
2040 | 908.7289 | 934.0934 | 941.7452 | 900.9353

## Par_Scalar
Scalarparams(ScalarHeadings)
Description | Scalar_name | Scalar_value
Discount rate | disc | 0.1195
kcal to Btu | kcal2Btu | 3.966
Energy Content (Btu) per barrel of oil | bll2Btu | 5800000
Load Shedding cost | DumpCost | 999999999999 | Set high . Not used in model. Included for future flexibility
Unserved energy cost | UECost | 14600 | Generac Protector Series 30kW Automatic Standby Diesel Generator RD03022
Big m | M | 1000
Ucost of unmet reserves | UMRCost | 999999999999 | Set high . Not used in model. Included for future flexibility
Reserve Margin | ResMarg | 0.25
pi to 12 decimal places | pi | 3.1416
Base for per unit conversions | pubase | 100
Note on C5: Atkinson, Travis Renaldo: Source: The Engineering Toolbox https://www.engineeringtoolbox.com/energy-content-d_868.html

## Par_CalData
CalData(CalNames)
Description | CalNames | Cal_value | Units | Source | Comment
Cost of sales | CostOfSales | 549 | USD millions | JPS annual report 2017
Net Gneration (JPSCo) | NetGen | 4363079 | MWh | JPS annual report 2017 | Note that this value is a bit different from th 4507 GWh computed from OUR load data.
Net generation from steam and slow speed diesel (JPSCo) | SnSSDGen | 1466690 | MWh | JPS annual report 2017
Net hydro generation (JPSCo) | HydroGen | 156754 | MWh | JPS annual report 2017
Net generation from gas turbine plants (JPSCo) | GTGen | 91897 | MWh | JPS annual report 2017
Net generation from combined cylce plants (JPSCo) | CCGen | 820466 | MWh | JPS annual report 2017
Purchases from IPPs | Purchases | 1827273 | MWh | JPS annual report 2017